## Dashboard_Requirements
Reporting User Stories

I want to be able to see…..because this will help me…..

Data Quality Dashboard	I want to be able to see the length of water pipes in meters (and the % of the overall network) that are missing material type, diameter, age, condition. I would also like to see the % breakdown of ownership of these assets by ownership. This will help me identify the size of the data quality issue and the size of the data quality remediation work
	I want to be able to see the length of sewer pipes in meters (and the % of the overall network) that are missing material type, diameter, age, condition. I would also like to see the % breakdown of ownership of these assets by ownership. This will help me identify the size of the data quality issue and the size of the data quality remediation work
	I want to be able to see the length of storm pipes in meters (and the % of the overall network) that are missing material type, diameter, age, condition. I would also like to see the % breakdown of ownership of these assets by ownership. This will help me identify the size of the data quality issue and the size of the data quality remediation work
	I want to be able to see the percentage of assets that / 1. Condition and age are known / 2. Condition unknown / 3. Age Unknown / 4. Age and condition unknown / This will help identify the size of the data quality issues and the workload needed to fix them
	I want to see the breakdown of the pipe material by diameter and length per water type to help us understand the size of the data quality issue and the workload needed to remediate the issue

Asset Planning	I want to see asset condition broken down by scheme this will help me…..
	I want to see the number of assets against each condition rating this will help me…
	I want to see a map of the asset coloured by their conditions, I should have the ability to filter by condition
	I want to see a count of every asset type - i.e. how many reservoirs do we have, I want to be able to filter this by scheme this will help me…..
	I want to see the total length of all the drinking water pipes, I want to be able to filter this by scheme
	I want to see the total length of all the wastewater pipes, I want to be able to filter this by scheme
	I want to see the total length of all the stormwater pipes, I want to be able to filter this by scheme
	I want to be able to see the burndown of my assets by useful, I want to be able to filter by asset type and scheme this will help…
	I want to see the average age of my water pipes for DIA reporting

Insurance Report	I want to see the insurance details report - see next tab

## Insurance_Report_Details
Council Entity	City/Town/Region	Object id (from TechOne)	Parent ID	Parent Object id (from ArcGIS)	Parent Object id (from ArcGIS)	Physical Address	GIS Data provided (Date)	Service	Asset Type	Asset Description	Year Installed	Acquisition Date	2024 Replacement Cost - including: professional fees, demolition costs and debris removal		2023 Replacement Cost Inflationary Provision	2024 Total Reinstatement Cost (replacement cost + inflationary provision)	Insurance Type	Insurance Value
Queenstown Lakes District Council	Queenstown Lakes District, Otago	10194288	10142568		{8523046E-B0EC-4155-A27B-D667AE130C1B}	GLENORCHY-QUEENSTOWN ROAD CLOSEBURN QUEENSTOWN 9371	Aib-24	Sewerage	Structures	Tank	2021	20/12/2021	$49,555.16	$49,555.16	$4,465.68	$54,020.85	Reinstatement	$54,020.85
Queenstown Lakes District Council	Queenstown Lakes District, Otago	10194289	10142568		{8523046E-B0EC-4155-A27B-D667AE130C1B}	GLENORCHY-QUEENSTOWN ROAD CLOSEBURN QUEENSTOWN 9371	Aib-24	Sewerage	Structures	Tank	2021	20/12/2021	$49,555.16	$49,555.16	$4,465.68	$54,020.85	Reinstatement	$54,020.85
Queenstown Lakes District Council	Queenstown Lakes District, Otago	10194290	10142568		{8523046E-B0EC-4155-A27B-D667AE130C1B}	GLENORCHY-QUEENSTOWN ROAD CLOSEBURN QUEENSTOWN 9371	Aib-24	Sewerage	Structures	Tank	2021	20/12/2021	$49,555.16	$49,555.16	$4,465.68	$54,020.85	Reinstatement	$54,020.85
Queenstown Lakes District Council	Queenstown Lakes District, Otago	10194291	10142568		{8523046E-B0EC-4155-A27B-D667AE130C1B}	GLENORCHY-QUEENSTOWN ROAD CLOSEBURN QUEENSTOWN 9371	Aib-24	Sewerage	Structures	Tank	2021	20/12/2021	$49,555.16	$49,555.16	$4,465.68	$54,020.85	Reinstatement	$54,020.85
Queenstown Lakes District Council	Queenstown Lakes District, Otago	10194292	10142568		{8523046E-B0EC-4155-A27B-D667AE130C1B}	GLENORCHY-QUEENSTOWN ROAD CLOSEBURN QUEENSTOWN 9371	Aib-24	Sewerage	Pipework	Pipework	2021	20/12/2021	$19,822.07	$19,822.07	$1,786.27	$21,608.34	Reinstatement	$21,608.34
Queenstown Lakes District Council	Queenstown Lakes District, Otago	10194293	10142568		{8523046E-B0EC-4155-A27B-D667AE130C1B}	GLENORCHY-QUEENSTOWN ROAD CLOSEBURN QUEENSTOWN 9371	Aib-24	Sewerage	Pipework	Pipework	2021	20/12/2021	$19,822.07	$19,822.07	$1,786.27	$21,608.34	Reinstatement	$21,608.34
Queenstown Lakes District Council	Queenstown Lakes District, Otago	10194294	10142568		{8523046E-B0EC-4155-A27B-D667AE130C1B}	GLENORCHY-QUEENSTOWN ROAD CLOSEBURN QUEENSTOWN 9371	Aib-24	Sewerage	Pipework	Pipework	2021	20/12/2021	$19,822.07	$19,822.07	$1,786.27	$21,608.34	Reinstatement	$21,608.34
Queenstown Lakes District Council	Queenstown Lakes District, Otago	10194295	10142568		{8523046E-B0EC-4155-A27B-D667AE130C1B}	GLENORCHY-QUEENSTOWN ROAD CLOSEBURN QUEENSTOWN 9371	Aib-24	Sewerage	Backflow Device	Backflow Preventor	2021	20/12/2021	$9,911.03	$9,911.03	$893.14	$10,804.16	Reinstatement	$10,804.16
Queenstown Lakes District Council	Queenstown Lakes District, Otago	10194296	10142568		{8523046E-B0EC-4155-A27B-D667AE130C1B}	GLENORCHY-QUEENSTOWN ROAD CLOSEBURN QUEENSTOWN 9371	Aib-24	Sewerage	Pipework	Pipework	2021	20/12/2021	$19,822.07	$19,822.07	$1,786.27	$21,608.34	Reinstatement	$21,608.34
Queenstown Lakes District Council	Queenstown Lakes District, Otago	10194297	10142568		{8523046E-B0EC-4155-A27B-D667AE130C1B}	GLENORCHY-QUEENSTOWN ROAD CLOSEBURN QUEENSTOWN 9371	Aib-24	Sewerage	TPBS Valves	Isolating Valve	2021	20/12/2021	$34,688.62	$34,688.62	$3,125.98	$37,814.60	Reinstatement	$37,814.60
Queenstown Lakes District Council	Queenstown Lakes District, Otago	10194298	10142568		{8523046E-B0EC-4155-A27B-D667AE130C1B}	GLENORCHY-QUEENSTOWN ROAD CLOSEBURN QUEENSTOWN 9371	Aib-24	Sewerage	(blank)	Electrical Services	2021	20/12/2021	$69,377.23	$69,377.23	$6,251.96	$75,629.19	Reinstatement	$75,629.19
Queenstown Lakes District Council	Queenstown Lakes District, Otago	10194299	10142568		{8523046E-B0EC-4155-A27B-D667AE130C1B}	GLENORCHY-QUEENSTOWN ROAD CLOSEBURN QUEENSTOWN 9371	Aib-24	Sewerage	Pipework	Pipework	2021	20/12/2021	$19,822.07	$19,822.07	$1,786.27	$21,608.34	Reinstatement	$21,608.34
Queenstown Lakes District Council	Queenstown Lakes District, Otago	10194300	10142568		{8523046E-B0EC-4155-A27B-D667AE130C1B}	GLENORCHY-QUEENSTOWN ROAD CLOSEBURN QUEENSTOWN 9371	Aib-24	Sewerage	Electrical Equipment	Soft Starter	2022	10/03/2022	$9,911.03	$9,911.03	$893.14	$10,804.16	Reinstatement	$10,804.16
Queenstown Lakes District Council	Queenstown Lakes District, Otago	10194301	10142568		{8523046E-B0EC-4155-A27B-D667AE130C1B}	GLENORCHY-QUEENSTOWN ROAD CLOSEBURN QUEENSTOWN 9371	Aib-24	Sewerage	Electrical Equipment	Soft Starter	2022	10/03/2022	$19,822.07	$19,822.07	$1,786.27	$21,608.34	Reinstatement	$21,608.34
Queenstown Lakes District Council	Queenstown Lakes District, Otago	10194302	10142568		{8523046E-B0EC-4155-A27B-D667AE130C1B}	GLENORCHY-QUEENSTOWN ROAD CLOSEBURN QUEENSTOWN 9371	Aib-24	Sewerage	(blank)	Electrical Services	2021	20/12/2021	$19,822.07	$19,822.07	$1,786.27	$21,608.34	Reinstatement	$21,608.34
Queenstown Lakes District Council	Queenstown Lakes District, Otago	10194304	10142568		{8523046E-B0EC-4155-A27B-D667AE130C1B}	GLENORCHY-QUEENSTOWN ROAD CLOSEBURN QUEENSTOWN 9371	Aib-24	Sewerage	Pipework	Pipework	2021	20/12/2021	$4,955.51	$4,955.51	$446.57	$5,402.08	Reinstatement	$5,402.08
Queenstown Lakes District Council	Queenstown Lakes District, Otago	10194305	10142568		{8523046E-B0EC-4155-A27B-D667AE130C1B}	GLENORCHY-QUEENSTOWN ROAD CLOSEBURN QUEENSTOWN 9371	Aib-24	Sewerage	Structures	Chamber	2021	20/12/2021	$9,911.03	$9,911.03	$893.14	$10,804.16	Reinstatement	$10,804.16
Queenstown Lakes District Council	Queenstown Lakes District, Otago	10194306	10142568		{8523046E-B0EC-4155-A27B-D667AE130C1B}	GLENORCHY-QUEENSTOWN ROAD CLOSEBURN QUEENSTOWN 9371	Aib-24	Sewerage	(blank)	Electrical Services	2021	20/12/2021	$19,822.08	$19,822.08	$1,786.27	$21,608.36	Reinstatement	$21,608.36
Queenstown Lakes District Council	Queenstown Lakes District, Otago	10194515	10142549		{9A5BC8CC-0C45-4D57-96DC-3C687931084D}	109 MCDONNELL ROAD ARROWTOWN 9302	Aib-24	Sewerage	(blank)	Electrical Services	2022	28/03/2022	$89,636.35	$89,636.35	$8,077.62	$97,713.96	Reinstatement	$97,713.96
Queenstown Lakes District Council	Queenstown Lakes District, Otago	10194516	10142549		{9A5BC8CC-0C45-4D57-96DC-3C687931084D}	109 MCDONNELL ROAD ARROWTOWN 9302	Aib-24	Sewerage	Structures	Foundation	2022	28/03/2022	$29,183.93	$29,183.93	$2,629.92	$31,813.85	Reinstatement	$31,813.85
Queenstown Lakes District Council	Queenstown Lakes District, Otago	10194517	10142549		{9A5BC8CC-0C45-4D57-96DC-3C687931084D}	109 MCDONNELL ROAD ARROWTOWN 9302	Aib-24	Sewerage	Structures	Foundation	2022	28/03/2022	$64,621.56	$64,621.56	$5,823.40	$70,444.95	Reinstatement	$70,444.95
Queenstown Lakes District Council	Queenstown Lakes District, Otago	10194518	10142549		{9A5BC8CC-0C45-4D57-96DC-3C687931084D}	109 MCDONNELL ROAD ARROWTOWN 9302	Aib-24	Sewerage	Backflow Device	Backflow Preventor	2022	28/03/2022	$12,507.39	$12,507.39	$1,127.11	$13,634.50	Reinstatement	$13,634.50
Queenstown Lakes District Council	Queenstown Lakes District, Otago	10194519	10142549		{9A5BC8CC-0C45-4D57-96DC-3C687931084D}	109 MCDONNELL ROAD ARROWTOWN 9302	Aib-24	Sewerage	(blank)	Electrical Services	2022	28/04/2022	$12,507.41	$12,507.41	$1,127.11	$13,634.52	Reinstatement	$13,634.52
Queenstown Lakes District Council	Queenstown Lakes District, Otago	10192148	10115350		{B7214F29-F8F6-49EE-BF1D-F3E3B5DC9FDF}	MIDDLESEX STREET ARROWTOWN 9302	Aib-24	Water Supply	Structures	Shed	2021	13/05/2021	$12,328.38	$12,328.38	$1,110.98	$13,439.36	Reinstatement	$13,439.36
Queenstown Lakes District Council	Queenstown Lakes District, Otago	10192149	10115350		{B7214F29-F8F6-49EE-BF1D-F3E3B5DC9FDF}	MIDDLESEX STREET ARROWTOWN 9302	Aib-24	Water Supply	Structures	Foundation	2021	13/05/2021	$2,438.42	$2,438.42	$219.74	$2,658.16	Reinstatement	$2,658.16
Queenstown Lakes District Council	Queenstown Lakes District, Otago	10192150	10115350		{B7214F29-F8F6-49EE-BF1D-F3E3B5DC9FDF}	MIDDLESEX STREET ARROWTOWN 9302	Aib-24	Water Supply	Structures	Shed	2021	13/05/2021	$12,328.38	$12,328.38	$1,110.98	$13,439.36	Reinstatement	$13,439.36
Queenstown Lakes District Council	Queenstown Lakes District, Otago	10192151	10115350		{B7214F29-F8F6-49EE-BF1D-F3E3B5DC9FDF}	MIDDLESEX STREET ARROWTOWN 9302	Aib-24	Water Supply	Structures	Foundation	2021	13/05/2021	$2,438.42	$2,438.42	$219.74	$2,658.16	Reinstatement	$2,658.16
Queenstown Lakes District Council	Queenstown Lakes District, Otago	10192152	10115350		{B7214F29-F8F6-49EE-BF1D-F3E3B5DC9FDF}	MIDDLESEX STREET ARROWTOWN 9302	Aib-24	Water Supply	Structures	Shed	2021	13/05/2021	$12,328.38	$12,328.38	$1,110.98	$13,439.36	Reinstatement	$13,439.36
Queenstown Lakes District Council	Queenstown Lakes District, Otago	10192153	10115350		{B7214F29-F8F6-49EE-BF1D-F3E3B5DC9FDF}	MIDDLESEX STREET ARROWTOWN 9302	Aib-24	Water Supply	Structures	Foundation	2021	13/05/2021	$2,438.42	$2,438.42	$219.74	$2,658.16	Reinstatement	$2,658.16
Queenstown Lakes District Council	Queenstown Lakes District, Otago	10192154	10115350		{B7214F29-F8F6-49EE-BF1D-F3E3B5DC9FDF}	MIDDLESEX STREET ARROWTOWN 9302	Aib-24	Water Supply	Electrical Equipment	Limit Switch	2021	16/08/2021	$27,635.00	$27,635.00	$2,490.34	$30,125.34	Reinstatement	$30,125.34
Queenstown Lakes District Council	Queenstown Lakes District, Otago	10192160	10162423		{C54DE5CE-599B-4D2C-954B-C5EC436CB469}	HILLEND STATION ROAD WANAKA 9305	Aib-24	Water Supply	Electrical Equipment	Limit Switch	2021	18/08/2021	$73,150.95	$73,150.95	$6,592.03	$79,742.97	Reinstatement	$79,742.97
Queenstown Lakes District Council	Queenstown Lakes District, Otago	10192155	10005510		{B74C0D24-06EC-4EDC-8E19-B118A11D4AFD}	13 CROWS NEST ROAD ARTHURS POINT QUEENSTOWN 9371	Aib-24	Water Supply	Structures	Shed	2021	18/08/2021	$12,328.38	$12,328.38	$1,110.98	$13,439.36	Reinstatement	$13,439.36
Queenstown Lakes District Council	Queenstown Lakes District, Otago	10192156	10005510		{B74C0D24-06EC-4EDC-8E19-B118A11D4AFD}	13 CROWS NEST ROAD ARTHURS POINT QUEENSTOWN 9371	Aib-24	Water Supply	Structures	Foundation	2021	18/08/2021	$2,438.42	$2,438.42	$219.74	$2,658.16	Reinstatement	$2,658.16
Queenstown Lakes District Council	Queenstown Lakes District, Otago	10192157	10005510		{B74C0D24-06EC-4EDC-8E19-B118A11D4AFD}	13 CROWS NEST ROAD ARTHURS POINT QUEENSTOWN 9371	Aib-24	Water Supply	Structures	Foundation	2021	18/08/2021	$2,438.42	$2,438.42	$219.74	$2,658.16	Reinstatement	$2,658.16
Queenstown Lakes District Council	Queenstown Lakes District, Otago	10192158	10005510		{B74C0D24-06EC-4EDC-8E19-B118A11D4AFD}	13 CROWS NEST ROAD ARTHURS POINT QUEENSTOWN 9371	Aib-24	Water Supply	Structures	Shed	2021	18/08/2021	$29,260.23	$29,260.23	$2,636.80	$31,897.03	Reinstatement	$31,897.03
Queenstown Lakes District Council	Queenstown Lakes District, Otago	10192159	10005510		{B74C0D24-06EC-4EDC-8E19-B118A11D4AFD}	13 CROWS NEST ROAD ARTHURS POINT QUEENSTOWN 9371	Aib-24	Water Supply	Electrical Equipment	Limit Switch	2021	16/08/2021	$15,280.51	$15,280.51	$1,377.01	$16,657.52	Reinstatement	$16,657.52
Queenstown Lakes District Council	Queenstown Lakes District, Otago	10192169	10005514		{EA915F74-A6A1-4E7C-A7A0-796A7D28CF2B}	GLENORCHY-QUEENSTOWN ROAD CLOSEBURN QUEENSTOWN 9371	Aib-24	Water Supply	Structures	Shed	2021	13/05/2021	$12,328.38	$12,328.38	$1,110.98	$13,439.36	Reinstatement	$13,439.36
Queenstown Lakes District Council	Queenstown Lakes District, Otago	10192170	10005514		{EA915F74-A6A1-4E7C-A7A0-796A7D28CF2B}	GLENORCHY-QUEENSTOWN ROAD CLOSEBURN QUEENSTOWN 9371	Aib-24	Water Supply	Structures	Foundation	2021	13/05/2021	$2,438.42	$2,438.42	$219.74	$2,658.16	Reinstatement	$2,658.16
Queenstown Lakes District Council	Queenstown Lakes District, Otago	10192171	10005514		{EA915F74-A6A1-4E7C-A7A0-796A7D28CF2B}	GLENORCHY-QUEENSTOWN ROAD CLOSEBURN QUEENSTOWN 9371	Aib-24	Water Supply	Electrical Equipment	Limit Switch	2021	16/08/2021	$11,378.90	$11,378.90	$1,025.41	$12,404.31	Reinstatement	$12,404.31
Queenstown Lakes District Council	Queenstown Lakes District, Otago	10192161	10005516		{E74399AA-B667-48B1-8E95-76E3CA7E83DC}	LAKE ESPLANADE QUEENSTOWN 9300	Aib-24	Water Supply	Structures	Shed	2021	13/05/2021	$12,328.38	$12,328.38	$1,110.98	$13,439.36	Reinstatement	$13,439.36
Queenstown Lakes District Council	Queenstown Lakes District, Otago	10192162	10005516		{E74399AA-B667-48B1-8E95-76E3CA7E83DC}	LAKE ESPLANADE QUEENSTOWN 9300	Aib-24	Water Supply	Structures	Foundation	2021	13/05/2021	$2,438.42	$2,438.42	$219.74	$2,658.16	Reinstatement	$2,658.16
Queenstown Lakes District Council	Queenstown Lakes District, Otago	10192163	10005516		{E74399AA-B667-48B1-8E95-76E3CA7E83DC}	LAKE ESPLANADE QUEENSTOWN 9300	Aib-24	Water Supply	Structures	Foundation	2021	13/05/2021	$2,438.42	$2,438.42	$219.74	$2,658.16	Reinstatement	$2,658.16
Queenstown Lakes District Council	Queenstown Lakes District, Otago	10192164	10005516		{E74399AA-B667-48B1-8E95-76E3CA7E83DC}	LAKE ESPLANADE QUEENSTOWN 9300	Aib-24	Water Supply	Electrical Equipment	Limit Switch	2021	16/08/2021	$28,610.21	$28,610.21	$2,578.22	$31,188.43	Reinstatement	$31,188.43
Queenstown Lakes District Council	Queenstown Lakes District, Otago	10194602	10142554		{5DEDF20F-21CC-4219-BFCC-1771FF6DC8FD}	700 MOKE LAKE ROAD BEN LOMOND QUEENSTOWN 9371	Aib-24	Sewerage	Structures	Chamber	2022	30/06/2022	$414,521.45	$414,521.45	$37,354.77	$451,876.21	Reinstatement	$451,876.21
Queenstown Lakes District Council	Queenstown Lakes District, Otago	10194603	10142554		{5DEDF20F-21CC-4219-BFCC-1771FF6DC8FD}	700 MOKE LAKE ROAD BEN LOMOND QUEENSTOWN 9371	Aib-24	Sewerage	Pipework	Pipework	2022	30/06/2022	$414,521.45	$414,521.45	$37,354.77	$451,876.21	Reinstatement	$451,876.21
Queenstown Lakes District Council	Queenstown Lakes District, Otago	10192172	10115352		{BBA4219C-0FF4-496F-B1E2-F27090A5983E}	MANCHESTER PLACE QUEENSTOWN 9300	Aib-24	Water Supply	Structures	Shed	2021	13/05/2021	$2,438.42	$2,438.42	$219.74	$2,658.16	Reinstatement	$2,658.16
Queenstown Lakes District Council	Queenstown Lakes District, Otago	10192173	10115352		{BBA4219C-0FF4-496F-B1E2-F27090A5983E}	MANCHESTER PLACE QUEENSTOWN 9300	Aib-24	Water Supply	Structures	Shed	2021	13/05/2021	$2,438.42	$2,438.42	$219.74	$2,658.16	Reinstatement	$2,658.16
Queenstown Lakes District Council	Queenstown Lakes District, Otago	10192174	10115352		{BBA4219C-0FF4-496F-B1E2-F27090A5983E}	MANCHESTER PLACE QUEENSTOWN 9300	Aib-24	Water Supply	Structures	Shed	2021	12/10/2021	$2,438.42	$2,438.42	$219.74	$2,658.16	Reinstatement	$2,658.16
Queenstown Lakes District Council	Queenstown Lakes District, Otago	10192175	10115352		{BBA4219C-0FF4-496F-B1E2-F27090A5983E}	MANCHESTER PLACE QUEENSTOWN 9300	Aib-24	Water Supply	Electrical Equipment	Limit Switch	2021	16/08/2021	$14,630.11	$14,630.11	$1,318.40	$15,948.51	Reinstatement	$15,948.51
Queenstown Lakes District Council	Queenstown Lakes District, Otago	10192176	10115352		{BBA4219C-0FF4-496F-B1E2-F27090A5983E}	MANCHESTER PLACE QUEENSTOWN 9300	Aib-24	Water Supply	Structures	Chamber Lid	2021	15/11/2021	$24,383.78	$24,383.78	$2,197.35	$26,581.13	Reinstatement	$26,581.13
Queenstown Lakes District Council	Queenstown Lakes District, Otago	10192177	10115352		{BBA4219C-0FF4-496F-B1E2-F27090A5983E}	MANCHESTER PLACE QUEENSTOWN 9300	Aib-24	Water Supply	Structures	Chamber Lid	2021	15/11/2021	$24,382.90	$24,382.90	$2,197.27	$26,580.18	Reinstatement	$26,580.18
Queenstown Lakes District Council	Queenstown Lakes District, Otago	10192165	10142602		{9C18173E-1F6A-44D4-8785-624992AA7CD5}	GLENORCHY-QUEENSTOWN ROAD CLOSEBURN QUEENSTOWN 9371	Aib-24	Water Supply	Structures	Shed	2021	13/05/2021	$12,328.38	$12,328.38	$1,110.98	$13,439.36	Reinstatement	$13,439.36
Queenstown Lakes District Council	Queenstown Lakes District, Otago	10192166	10142602		{9C18173E-1F6A-44D4-8785-624992AA7CD5}	GLENORCHY-QUEENSTOWN ROAD CLOSEBURN QUEENSTOWN 9371	Aib-24	Water Supply	Structures	Foundation	2021	13/05/2021	$2,438.42	$2,438.42	$219.74	$2,658.16	Reinstatement	$2,658.16
Queenstown Lakes District Council	Queenstown Lakes District, Otago	10192167	10142602		{9C18173E-1F6A-44D4-8785-624992AA7CD5}	GLENORCHY-QUEENSTOWN ROAD CLOSEBURN QUEENSTOWN 9371	Aib-24	Water Supply	Structures	Foundation	2021	13/05/2021	$2,438.42	$2,438.42	$219.74	$2,658.16	Reinstatement	$2,658.16
Queenstown Lakes District Council	Queenstown Lakes District, Otago	10192168	10142602		{9C18173E-1F6A-44D4-8785-624992AA7CD5}	GLENORCHY-QUEENSTOWN ROAD CLOSEBURN QUEENSTOWN 9371	Aib-24	Water Supply	Electrical Equipment	Limit Switch	2021	16/08/2021	$17,231.32	$17,231.32	$1,552.81	$18,784.13	Reinstatement	$18,784.13
Queenstown Lakes District Council	Queenstown Lakes District, Otago	10194286	10189234		{AAE50243-D401-4408-B343-220DADC43FF0}	1 MEMORIAL STREET QUEENSTOWN 9300	Aib-24	Sewerage	Structures	Emergency Storage	2021	11/11/2021	$1,300,719.51	$1,300,719.51	$117,214.87	$1,417,934.37	Reinstatement	$1,417,934.37
Queenstown Lakes District Council	Queenstown Lakes District, Otago	10194287	10189234		{AAE50243-D401-4408-B343-220DADC43FF0}	1 MEMORIAL STREET QUEENSTOWN 9300	Aib-24	Sewerage	Structures	Emergency Storage	2021	11/11/2021	$1,300,719.24	$1,300,719.24	$117,214.84	$1,417,934.08	Reinstatement	$1,417,934.08
Queenstown Lakes District Council	Queenstown Lakes District, Otago	10194604	10189921		{6C274D90-C836-4719-A45B-E4A9127BB73A}	2125 CARDRONA VALLEY ROAD RD 2 WANAKA 9382	Aib-24	Sewerage	Blower	Air Blower	2021	01/05/2021	$363,462.26	$363,462.26	$32,753.55	$396,215.80	Reinstatement	$396,215.80
Queenstown Lakes District Council	Queenstown Lakes District, Otago	10194605	10189921		{6C274D90-C836-4719-A45B-E4A9127BB73A}	2125 CARDRONA VALLEY ROAD RD 2 WANAKA 9382	Aib-24	Sewerage	Blower	Air Blower	2021	01/05/2021	$434,415.06	$434,415.06	$39,147.49	$473,562.55	Reinstatement	$473,562.55
Queenstown Lakes District Council	Queenstown Lakes District, Otago	10194606	10189921		{6C274D90-C836-4719-A45B-E4A9127BB73A}	2125 CARDRONA VALLEY ROAD RD 2 WANAKA 9382	Aib-24	Sewerage	Blower	Air Blower	2021	01/05/2021	$304,090.53	$304,090.53	$27,403.24	$331,493.77	Reinstatement	$331,493.77
Queenstown Lakes District Council	Queenstown Lakes District, Otago	10194607	10189921		{6C274D90-C836-4719-A45B-E4A9127BB73A}	2125 CARDRONA VALLEY ROAD RD 2 WANAKA 9382	Aib-24	Sewerage	Blower	Air Blower	2021	01/05/2021	$246,168.54	$246,168.54	$22,183.58	$268,352.12	Reinstatement	$268,352.12
Queenstown Lakes District Council	Queenstown Lakes District, Otago	10194608	10189921		{6C274D90-C836-4719-A45B-E4A9127BB73A}	2125 CARDRONA VALLEY ROAD RD 2 WANAKA 9382	Aib-24	Sewerage	Blower	Air Blower	2021	01/05/2021	$231,688.03	$231,688.03	$20,878.66	$252,566.69	Reinstatement	$252,566.69
Queenstown Lakes District Council	Queenstown Lakes District, Otago	10194609	10189921		{6C274D90-C836-4719-A45B-E4A9127BB73A}	2125 CARDRONA VALLEY ROAD RD 2 WANAKA 9382	Aib-24	Sewerage	Blower	Air Blower	2021	01/05/2021	$86,883.01	$86,883.01	$7,829.50	$94,712.50	Reinstatement	$94,712.50
Queenstown Lakes District Council	Queenstown Lakes District, Otago	10194610	10189921		{6C274D90-C836-4719-A45B-E4A9127BB73A}	2125 CARDRONA VALLEY ROAD RD 2 WANAKA 9382	Aib-24	Sewerage	Blower	Air Blower	2021	01/05/2021	$150,587.23	$150,587.23	$13,570.23	$164,157.46	Reinstatement	$164,157.46
Queenstown Lakes District Council	Queenstown Lakes District, Otago	10194611	10189921		{6C274D90-C836-4719-A45B-E4A9127BB73A}	2125 CARDRONA VALLEY ROAD RD 2 WANAKA 9382	Aib-24	Sewerage	Blower	Air Blower	2021	01/05/2021	$202,727.03	$202,727.03	$18,268.83	$220,995.86	Reinstatement	$220,995.86
Queenstown Lakes District Council	Queenstown Lakes District, Otago	10194612	10189921		{6C274D90-C836-4719-A45B-E4A9127BB73A}	2125 CARDRONA VALLEY ROAD RD 2 WANAKA 9382	Aib-24	Sewerage	Blower	Air Blower	2021	01/05/2021	$57,922.02	$57,922.02	$5,219.67	$63,141.68	Reinstatement	$63,141.68
Queenstown Lakes District Council	Queenstown Lakes District, Otago	10194613	10189921		{6C274D90-C836-4719-A45B-E4A9127BB73A}	2125 CARDRONA VALLEY ROAD RD 2 WANAKA 9382	Aib-24	Sewerage	Blower	Air Blower	2021	01/05/2021	$46,340.94	$46,340.94	$4,176.03	$50,516.97	Reinstatement	$50,516.97
Queenstown Lakes District Council	Queenstown Lakes District, Otago	10148927	10142604	210841	{14EF4B20-0465-4DBA-8FFE-97C7DBFF07C5}	DOMAIN ROAD RD 2 WANAKA 9382	Aib-24	Sewerage	Electrical Equipment	Analyser Indicator C	2010	01/08/2010	$11,639.97	$11,639.97	$1,048.94	$12,688.91	Reinstatement	$12,688.91
Queenstown Lakes District Council	Queenstown Lakes District, Otago	10148928	10142604	210842	{14EF4B20-0465-4DBA-8FFE-97C7DBFF07C5}	DOMAIN ROAD RD 2 WANAKA 9382	Aib-24	Sewerage	Electrical Equipment	Analyser Indicator C	2010	01/08/2010	$11,639.97	$11,639.97	$1,048.94	$12,688.91	Reinstatement	$12,688.91
Queenstown Lakes District Council	Queenstown Lakes District, Otago	10148929	10142604	210840	{14EF4B20-0465-4DBA-8FFE-97C7DBFF07C5}	DOMAIN ROAD RD 2 WANAKA 9382	Aib-24	Sewerage	Electrical Equipment	Analyser Indicator C	2010	01/08/2010	$11,639.97	$11,639.97	$1,048.94	$12,688.91	Reinstatement	$12,688.91
Queenstown Lakes District Council	Queenstown Lakes District, Otago	10148930	10142604	210839	{14EF4B20-0465-4DBA-8FFE-97C7DBFF07C5}	DOMAIN ROAD RD 2 WANAKA 9382	Aib-24	Sewerage	Electrical Equipment	Analyser Indicator C	2010	01/08/2010	$11,639.97	$11,639.97	$1,048.94	$12,688.91	Reinstatement	$12,688.91
Queenstown Lakes District Council	Queenstown Lakes District, Otago	10194614	10189921		{6C274D90-C836-4719-A45B-E4A9127BB73A}	2125 CARDRONA VALLEY ROAD RD 2 WANAKA 9382	Aib-24	Sewerage	Blower	Air Blower	2021	01/05/2021	$52,123.14	$52,123.14	$4,697.10	$56,820.24	Reinstatement	$56,820.24
Queenstown Lakes District Council	Queenstown Lakes District, Otago	10194615	10189921		{6C274D90-C836-4719-A45B-E4A9127BB73A}	2125 CARDRONA VALLEY ROAD RD 2 WANAKA 9382	Aib-24	Sewerage	Blower	Air Blower	2021	01/05/2021	$40,542.07	$40,542.07	$3,653.46	$44,195.53	Reinstatement	$44,195.53
Queenstown Lakes District Council	Queenstown Lakes District, Otago	10194616	10189921		{6C274D90-C836-4719-A45B-E4A9127BB73A}	2125 CARDRONA VALLEY ROAD RD 2 WANAKA 9382	Aib-24	Sewerage	Blower	Air Blower	2021	01/05/2021	$144,805.02	$144,805.02	$13,049.16	$157,854.19	Reinstatement	$157,854.19
Queenstown Lakes District Council	Queenstown Lakes District, Otago	10194617	10189921		{6C274D90-C836-4719-A45B-E4A9127BB73A}	2125 CARDRONA VALLEY ROAD RD 2 WANAKA 9382	Aib-24	Sewerage	Blower	Air Blower	2021	01/05/2021	$2,316.21	$2,316.21	$208.73	$2,524.94	Reinstatement	$2,524.94
Queenstown Lakes District Council	Queenstown Lakes District, Otago	10194618	10189921		{6C274D90-C836-4719-A45B-E4A9127BB73A}	2125 CARDRONA VALLEY ROAD RD 2 WANAKA 9382	Aib-24	Sewerage	Blower	Air Blower	2021	01/05/2021	$3,765.93	$3,765.93	$339.37	$4,105.30	Reinstatement	$4,105.30
Queenstown Lakes District Council	Queenstown Lakes District, Otago	10194619	10189921		{6C274D90-C836-4719-A45B-E4A9127BB73A}	2125 CARDRONA VALLEY ROAD RD 2 WANAKA 9382	Aib-24	Sewerage	Blower	Air Blower	2021	01/05/2021	$5,798.87	$5,798.87	$522.57	$6,321.44	Reinstatement	$6,321.44
Queenstown Lakes District Council	Queenstown Lakes District, Otago	10194620	10189921		{6C274D90-C836-4719-A45B-E4A9127BB73A}	2125 CARDRONA VALLEY ROAD RD 2 WANAKA 9382	Aib-24	Sewerage	Blower	Air Blower	2021	01/05/2021	$1,166.44	$1,166.44	$105.11	$1,271.55	Reinstatement	$1,271.55
Queenstown Lakes District Council	Queenstown Lakes District, Otago	10194621	10189921		{6C274D90-C836-4719-A45B-E4A9127BB73A}	2125 CARDRONA VALLEY ROAD RD 2 WANAKA 9382	Aib-24	Sewerage	Blower	Air Blower	2021	01/05/2021	$1,732.99	$1,732.99	$156.17	$1,889.16	Reinstatement	$1,889.16
Queenstown Lakes District Council	Queenstown Lakes District, Otago	10194622	10189921		{6C274D90-C836-4719-A45B-E4A9127BB73A}	2125 CARDRONA VALLEY ROAD RD 2 WANAKA 9382	Aib-24	Sewerage	Electrical Equipment	Analyser Indicator C	2021	01/11/2021	$28,961.00	$28,961.00	$2,609.83	$31,570.83	Reinstatement	$31,570.83
Queenstown Lakes District Council	Queenstown Lakes District, Otago	10194624	10189921		{6C274D90-C836-4719-A45B-E4A9127BB73A}	2125 CARDRONA VALLEY ROAD RD 2 WANAKA 9382	Aib-24	Sewerage	Backflow Device	Backflow Preventor	2021	01/05/2021	$1,016.47	$1,016.47	$91.60	$1,108.07	Reinstatement	$1,108.07
Queenstown Lakes District Council	Queenstown Lakes District, Otago	10194625	10189921		{6C274D90-C836-4719-A45B-E4A9127BB73A}	2125 CARDRONA VALLEY ROAD RD 2 WANAKA 9382	Aib-24	Sewerage	Miscellaneous	Bunker	2021	01/05/2021	$35,859.65	$35,859.65	$3,231.51	$39,091.16	Reinstatement	$39,091.16
Queenstown Lakes District Council	Queenstown Lakes District, Otago	10194626	10189921		{6C274D90-C836-4719-A45B-E4A9127BB73A}	2125 CARDRONA VALLEY ROAD RD 2 WANAKA 9382	Aib-24	Sewerage	Miscellaneous	Bunker	2021	01/05/2021	$8,631.65	$8,631.65	$777.85	$9,409.50	Reinstatement	$9,409.50
Queenstown Lakes District Council	Queenstown Lakes District, Otago	10194627	10189921		{6C274D90-C836-4719-A45B-E4A9127BB73A}	2125 CARDRONA VALLEY ROAD RD 2 WANAKA 9382	Aib-24	Sewerage	Conduits & Cabling	Cabling	2021	01/05/2021	$260,649.03	$260,649.03	$23,488.49	$284,137.53	Reinstatement	$284,137.53
Queenstown Lakes District Council	Queenstown Lakes District, Otago	10194628	10189921		{6C274D90-C836-4719-A45B-E4A9127BB73A}	2125 CARDRONA VALLEY ROAD RD 2 WANAKA 9382	Aib-24	Sewerage	Conduits & Cabling	Cabling	2021	01/05/2021	$318,571.05	$318,571.05	$28,708.16	$347,279.21	Reinstatement	$347,279.21
Queenstown Lakes District Council	Queenstown Lakes District, Otago	10194629	10189921		{6C274D90-C836-4719-A45B-E4A9127BB73A}	2125 CARDRONA VALLEY ROAD RD 2 WANAKA 9382	Aib-24	Sewerage	Conduits & Cabling	Cabling	2021	01/05/2021	$318,571.05	$318,571.05	$28,708.16	$347,279.21	Reinstatement	$347,279.21
Queenstown Lakes District Council	Queenstown Lakes District, Otago	10194630	10189921		{6C274D90-C836-4719-A45B-E4A9127BB73A}	2125 CARDRONA VALLEY ROAD RD 2 WANAKA 9382	Aib-24	Sewerage	Electrical Equipment	Computer	2021	01/05/2021	$89,782.44	$89,782.44	$8,090.78	$97,873.22	Reinstatement	$97,873.22
Queenstown Lakes District Council	Queenstown Lakes District, Otago	10194631	10189921		{6C274D90-C836-4719-A45B-E4A9127BB73A}	2125 CARDRONA VALLEY ROAD RD 2 WANAKA 9382	Aib-24	Sewerage	Electrical Equipment	Control Panel	2021	01/05/2021	$75,318.60	$75,318.60	$6,787.37	$82,105.96	Reinstatement	$82,105.96
Queenstown Lakes District Council	Queenstown Lakes District, Otago	10194632	10189921		{6C274D90-C836-4719-A45B-E4A9127BB73A}	2125 CARDRONA VALLEY ROAD RD 2 WANAKA 9382	Aib-24	Sewerage	Compressor	Compressor	2021	01/05/2021	$28,094.51	$28,094.51	$2,531.75	$30,626.26	Reinstatement	$30,626.26
Queenstown Lakes District Council	Queenstown Lakes District, Otago	10194633	10189921		{6C274D90-C836-4719-A45B-E4A9127BB73A}	2125 CARDRONA VALLEY ROAD RD 2 WANAKA 9382	Aib-24	Sewerage	Miscellaneous	Chemical Storage Tan	2021	01/05/2021	$202,727.03	$202,727.03	$18,268.83	$220,995.86	Reinstatement	$220,995.86
Queenstown Lakes District Council	Queenstown Lakes District, Otago	10194634	10189921		{6C274D90-C836-4719-A45B-E4A9127BB73A}	2125 CARDRONA VALLEY ROAD RD 2 WANAKA 9382	Aib-24	Sewerage	Miscellaneous	Chemical Storage Tan	2021	01/05/2021	$202,727.03	$202,727.03	$18,268.83	$220,995.86	Reinstatement	$220,995.86
Queenstown Lakes District Council	Queenstown Lakes District, Otago	10194636	10189921		{6C274D90-C836-4719-A45B-E4A9127BB73A}	2125 CARDRONA VALLEY ROAD RD 2 WANAKA 9382	Aib-24	Sewerage	Diffuser	Diffuser	2021	01/05/2021	$89,782.44	$89,782.44	$8,090.78	$97,873.22	Reinstatement	$97,873.22
Queenstown Lakes District Council	Queenstown Lakes District, Otago	10194637	10189921		{6C274D90-C836-4719-A45B-E4A9127BB73A}	2125 CARDRONA VALLEY ROAD RD 2 WANAKA 9382	Aib-24	Sewerage	Miscellaneous	Emergency Shower	2021	01/05/2021	$5,182.33	$5,182.33	$467.01	$5,649.34	Reinstatement	$5,649.34
Queenstown Lakes District Council	Queenstown Lakes District, Otago	10194638	10189921		{6C274D90-C836-4719-A45B-E4A9127BB73A}	2125 CARDRONA VALLEY ROAD RD 2 WANAKA 9382	Aib-24	Sewerage	Miscellaneous	Emergency Shower	2021	01/05/2021	$5,182.33	$5,182.33	$467.01	$5,649.34	Reinstatement	$5,649.34
Queenstown Lakes District Council	Queenstown Lakes District, Otago	10194639	10189921		{6C274D90-C836-4719-A45B-E4A9127BB73A}	2125 CARDRONA VALLEY ROAD RD 2 WANAKA 9382	Aib-24	Sewerage	Fan	Fan	2021	01/05/2021	$10,131.36	$10,131.36	$912.99	$11,044.35	Reinstatement	$11,044.35
Queenstown Lakes District Council	Queenstown Lakes District, Otago	10194640	10189921		{6C274D90-C836-4719-A45B-E4A9127BB73A}	2125 CARDRONA VALLEY ROAD RD 2 WANAKA 9382	Aib-24	Sewerage	Fan	Fan	2021	01/05/2021	$4,599.10	$4,599.10	$414.45	$5,013.54	Reinstatement	$5,013.54
Queenstown Lakes District Council	Queenstown Lakes District, Otago	10194641	10189921		{6C274D90-C836-4719-A45B-E4A9127BB73A}	2125 CARDRONA VALLEY ROAD RD 2 WANAKA 9382	Aib-24	Sewerage	Fan	Fan	2021	01/05/2021	$5,215.64	$5,215.64	$470.01	$5,685.65	Reinstatement	$5,685.65
Queenstown Lakes District Council	Queenstown Lakes District, Otago	10194642	10189921		{6C274D90-C836-4719-A45B-E4A9127BB73A}	2125 CARDRONA VALLEY ROAD RD 2 WANAKA 9382	Aib-24	Sewerage	Electrical Equipment	Flow Indicator Contr	2021	01/05/2021	$10,198.01	$10,198.01	$919.00	$11,117.00	Reinstatement	$11,117.00
Queenstown Lakes District Council	Queenstown Lakes District, Otago	10194643	10189921		{6C274D90-C836-4719-A45B-E4A9127BB73A}	2125 CARDRONA VALLEY ROAD RD 2 WANAKA 9382	Aib-24	Sewerage	Electrical Equipment	Flow Indicator Contr	2021	01/05/2021	$10,797.88	$10,797.88	$973.06	$11,770.94	Reinstatement	$11,770.94
Queenstown Lakes District Council	Queenstown Lakes District, Otago	10194644	10189921		{6C274D90-C836-4719-A45B-E4A9127BB73A}	2125 CARDRONA VALLEY ROAD RD 2 WANAKA 9382	Aib-24	Sewerage	Electrical Equipment	Flow Indicator Contr	2021	01/05/2021	$10,198.01	$10,198.01	$919.00	$11,117.00	Reinstatement	$11,117.00
Queenstown Lakes District Council	Queenstown Lakes District, Otago	10194645	10189921		{6C274D90-C836-4719-A45B-E4A9127BB73A}	2125 CARDRONA VALLEY ROAD RD 2 WANAKA 9382	Aib-24	Sewerage	Electrical Equipment	Flow Indicator Contr	2021	01/05/2021	$19,012.94	$19,012.94	$1,713.36	$20,726.30	Reinstatement	$20,726.30
Queenstown Lakes District Council	Queenstown Lakes District, Otago	10194646	10189921		{6C274D90-C836-4719-A45B-E4A9127BB73A}	2125 CARDRONA VALLEY ROAD RD 2 WANAKA 9382	Aib-24	Sewerage	Misc	Flexible Joint	2021	01/11/2021	$483.23	$483.23	$43.55	$526.78	Reinstatement	$526.78
Queenstown Lakes District Council	Queenstown Lakes District, Otago	10194647	10189921		{6C274D90-C836-4719-A45B-E4A9127BB73A}	2125 CARDRONA VALLEY ROAD RD 2 WANAKA 9382	Aib-24	Sewerage	Misc	Flexible Joint	2021	01/05/2021	$183.31	$183.31	$16.52	$199.83	Reinstatement	$199.83
Queenstown Lakes District Council	Queenstown Lakes District, Otago	10194648	10189921		{6C274D90-C836-4719-A45B-E4A9127BB73A}	2125 CARDRONA VALLEY ROAD RD 2 WANAKA 9382	Aib-24	Sewerage	Misc	Flexible Joint	2021	01/11/2021	$483.23	$483.23	$43.55	$526.78	Reinstatement	$526.78
Queenstown Lakes District Council	Queenstown Lakes District, Otago	10194649	10189921		{6C274D90-C836-4719-A45B-E4A9127BB73A}	2125 CARDRONA VALLEY ROAD RD 2 WANAKA 9382	Aib-24	Sewerage	Misc	Flexible Joint	2021	01/05/2021	$799.85	$799.85	$72.08	$871.93	Reinstatement	$871.93
Queenstown Lakes District Council	Queenstown Lakes District, Otago	10194650	10189921		{6C274D90-C836-4719-A45B-E4A9127BB73A}	2125 CARDRONA VALLEY ROAD RD 2 WANAKA 9382	Aib-24	Sewerage	Misc	Flexible Joint	2021	01/05/2021	$699.86	$699.86	$63.07	$762.93	Reinstatement	$762.93
Queenstown Lakes District Council	Queenstown Lakes District, Otago	10194651	10189921		{6C274D90-C836-4719-A45B-E4A9127BB73A}	2125 CARDRONA VALLEY ROAD RD 2 WANAKA 9382	Aib-24	Sewerage	Misc	Flexible Joint	2021	01/11/2021	$699.86	$699.86	$63.07	$762.93	Reinstatement	$762.93
Queenstown Lakes District Council	Queenstown Lakes District, Otago	10194652	10189921		{6C274D90-C836-4719-A45B-E4A9127BB73A}	2125 CARDRONA VALLEY ROAD RD 2 WANAKA 9382	Aib-24	Sewerage	Misc	Flexible Joint	2021	01/05/2021	$699.86	$699.86	$63.07	$762.93	Reinstatement	$762.93
Queenstown Lakes District Council	Queenstown Lakes District, Otago	10194653	10189921		{6C274D90-C836-4719-A45B-E4A9127BB73A}	2125 CARDRONA VALLEY ROAD RD 2 WANAKA 9382	Aib-24	Sewerage	Misc	Flexible Joint	2021	01/05/2021	$799.85	$799.85	$72.08	$871.93	Reinstatement	$871.93
Queenstown Lakes District Council	Queenstown Lakes District, Otago	10194654	10189921		{6C274D90-C836-4719-A45B-E4A9127BB73A}	2125 CARDRONA VALLEY ROAD RD 2 WANAKA 9382	Aib-24	Sewerage	Misc	Flexible Joint	2021	01/05/2021	$1,882.96	$1,882.96	$169.68	$2,052.64	Reinstatement	$2,052.64
Queenstown Lakes District Council	Queenstown Lakes District, Otago	10194655	10189921		{6C274D90-C836-4719-A45B-E4A9127BB73A}	2125 CARDRONA VALLEY ROAD RD 2 WANAKA 9382	Aib-24	Sewerage	Misc	Flexible Joint	2021	01/05/2021	$1,882.96	$1,882.96	$169.68	$2,052.64	Reinstatement	$2,052.64
Queenstown Lakes District Council	Queenstown Lakes District, Otago	10194656	10189921		{6C274D90-C836-4719-A45B-E4A9127BB73A}	2125 CARDRONA VALLEY ROAD RD 2 WANAKA 9382	Aib-24	Sewerage	Misc	Flexible Joint	2021	01/05/2021	$666.54	$666.54	$60.07	$726.60	Reinstatement	$726.60
Queenstown Lakes District Council	Queenstown Lakes District, Otago	10194658	10189921		{6C274D90-C836-4719-A45B-E4A9127BB73A}	2125 CARDRONA VALLEY ROAD RD 2 WANAKA 9382	Aib-24	Sewerage	Flow Meter	Flowmeter	2021	01/05/2021	$10,797.88	$10,797.88	$973.06	$11,770.94	Reinstatement	$11,770.94
Queenstown Lakes District Council	Queenstown Lakes District, Otago	10194661	10189921		{6C274D90-C836-4719-A45B-E4A9127BB73A}	2125 CARDRONA VALLEY ROAD RD 2 WANAKA 9382	Aib-24	Sewerage	Electrical Equipment	Float Switch	2021	01/05/2021	$3,332.68	$3,332.68	$300.33	$3,633.01	Reinstatement	$3,633.01
Queenstown Lakes District Council	Queenstown Lakes District, Otago	10194662	10189921		{6C274D90-C836-4719-A45B-E4A9127BB73A}	2125 CARDRONA VALLEY ROAD RD 2 WANAKA 9382	Aib-24	Sewerage	Electrical Equipment	Float Switch	2021	01/05/2021	$3,332.68	$3,332.68	$300.33	$3,633.01	Reinstatement	$3,633.01
Queenstown Lakes District Council	Queenstown Lakes District, Otago	10194663	10189921		{6C274D90-C836-4719-A45B-E4A9127BB73A}	2125 CARDRONA VALLEY ROAD RD 2 WANAKA 9382	Aib-24	Sewerage	Electrical Equipment	Float Switch	2021	01/05/2021	$3,332.68	$3,332.68	$300.33	$3,633.01	Reinstatement	$3,633.01
Queenstown Lakes District Council	Queenstown Lakes District, Otago	10194664	10189921		{6C274D90-C836-4719-A45B-E4A9127BB73A}	2125 CARDRONA VALLEY ROAD RD 2 WANAKA 9382	Aib-24	Sewerage	Miscellaneous	Fences	2021	01/05/2021	$173,766.03	$173,766.03	$15,659.00	$189,425.02	Reinstatement	$189,425.02
Queenstown Lakes District Council	Queenstown Lakes District, Otago	10194665	10189921		{6C274D90-C836-4719-A45B-E4A9127BB73A}	2125 CARDRONA VALLEY ROAD RD 2 WANAKA 9382	Aib-24	Sewerage	Misc	Fire System	2021	01/05/2021	$202,727.03	$202,727.03	$18,268.83	$220,995.86	Reinstatement	$220,995.86
Queenstown Lakes District Council	Queenstown Lakes District, Otago	10194666	10189921		{6C274D90-C836-4719-A45B-E4A9127BB73A}	2125 CARDRONA VALLEY ROAD RD 2 WANAKA 9382	Aib-24	Sewerage	Electrical Equipment	Flow Switch	2021	01/05/2021	$1,316.41	$1,316.41	$118.63	$1,435.04	Reinstatement	$1,435.04
Queenstown Lakes District Council	Queenstown Lakes District, Otago	10194667	10189921		{6C274D90-C836-4719-A45B-E4A9127BB73A}	2125 CARDRONA VALLEY ROAD RD 2 WANAKA 9382	Aib-24	Sewerage	Electrical Equipment	Flow Switch	2021	01/05/2021	$1,316.41	$1,316.41	$118.63	$1,435.04	Reinstatement	$1,435.04
Queenstown Lakes District Council	Queenstown Lakes District, Otago	10194668	10189921		{6C274D90-C836-4719-A45B-E4A9127BB73A}	2125 CARDRONA VALLEY ROAD RD 2 WANAKA 9382	Aib-24	Sewerage	Generator	Generator	2021	01/05/2021	$189,246.34	$189,246.34	$17,054.01	$206,300.35	Reinstatement	$206,300.35
Queenstown Lakes District Council	Queenstown Lakes District, Otago	10194669	10189921		{6C274D90-C836-4719-A45B-E4A9127BB73A}	2125 CARDRONA VALLEY ROAD RD 2 WANAKA 9382	Aib-24	Sewerage	Filter	Harmonic Filter	2021	01/05/2021	$43,441.50	$43,441.50	$3,914.75	$47,356.24	Reinstatement	$47,356.24
Queenstown Lakes District Council	Queenstown Lakes District, Otago	10194670	10189921		{6C274D90-C836-4719-A45B-E4A9127BB73A}	2125 CARDRONA VALLEY ROAD RD 2 WANAKA 9382	Aib-24	Sewerage	Miscellaneous	Hose or Reel	2021	01/05/2021	$1,882.96	$1,882.96	$169.68	$2,052.64	Reinstatement	$2,052.64
Queenstown Lakes District Council	Queenstown Lakes District, Otago	10194671	10189921		{6C274D90-C836-4719-A45B-E4A9127BB73A}	2125 CARDRONA VALLEY ROAD RD 2 WANAKA 9382	Aib-24	Sewerage	Miscellaneous	Hose or Reel	2021	01/05/2021	$1,882.96	$1,882.96	$169.68	$2,052.64	Reinstatement	$2,052.64
Queenstown Lakes District Council	Queenstown Lakes District, Otago	10194672	10189921		{6C274D90-C836-4719-A45B-E4A9127BB73A}	2125 CARDRONA VALLEY ROAD RD 2 WANAKA 9382	Aib-24	Sewerage	Miscellaneous	Hose or Reel	2021	01/05/2021	$416.58	$416.58	$37.54	$454.12	Reinstatement	$454.12
Queenstown Lakes District Council	Queenstown Lakes District, Otago	10194674	10189921		{6C274D90-C836-4719-A45B-E4A9127BB73A}	2125 CARDRONA VALLEY ROAD RD 2 WANAKA 9382	Aib-24	Sewerage	TPBS Valves	Isolating Valve	2021	01/05/2021	$516.57	$516.57	$46.55	$563.12	Reinstatement	$563.12
Queenstown Lakes District Council	Queenstown Lakes District, Otago	10194675	10189921		{6C274D90-C836-4719-A45B-E4A9127BB73A}	2125 CARDRONA VALLEY ROAD RD 2 WANAKA 9382	Aib-24	Sewerage	TPBS Valves	Isolating Valve	2021	01/05/2021	$1,049.80	$1,049.80	$94.60	$1,144.40	Reinstatement	$1,144.40
Queenstown Lakes District Council	Queenstown Lakes District, Otago	10194676	10189921		{6C274D90-C836-4719-A45B-E4A9127BB73A}	2125 CARDRONA VALLEY ROAD RD 2 WANAKA 9382	Aib-24	Sewerage	TPBS Valves	Isolating Valve	2021	01/05/2021	$316.61	$316.61	$28.53	$345.14	Reinstatement	$345.14
Queenstown Lakes District Council	Queenstown Lakes District, Otago	10194677	10189921		{6C274D90-C836-4719-A45B-E4A9127BB73A}	2125 CARDRONA VALLEY ROAD RD 2 WANAKA 9382	Aib-24	Sewerage	TPBS Valves	Isolating Valve	2021	01/05/2021	$1,049.80	$1,049.80	$94.60	$1,144.40	Reinstatement	$1,144.40
Queenstown Lakes District Council	Queenstown Lakes District, Otago	10194678	10189921		{6C274D90-C836-4719-A45B-E4A9127BB73A}	2125 CARDRONA VALLEY ROAD RD 2 WANAKA 9382	Aib-24	Sewerage	TPBS Valves	Isolating Valve	2021	01/05/2021	$433.25	$433.25	$39.04	$472.29	Reinstatement	$472.29
Queenstown Lakes District Council	Queenstown Lakes District, Otago	10194679	10189921		{6C274D90-C836-4719-A45B-E4A9127BB73A}	2125 CARDRONA VALLEY ROAD RD 2 WANAKA 9382	Aib-24	Sewerage	TPBS Valves	Isolating Valve	2021	01/05/2021	$949.82	$949.82	$85.59	$1,035.41	Reinstatement	$1,035.41
Queenstown Lakes District Council	Queenstown Lakes District, Otago	10194680	10189921		{6C274D90-C836-4719-A45B-E4A9127BB73A}	2125 CARDRONA VALLEY ROAD RD 2 WANAKA 9382	Aib-24	Sewerage	TPBS Valves	Isolating Valve	2021	01/05/2021	$149.97	$149.97	$13.51	$163.48	Reinstatement	$163.48
Queenstown Lakes District Council	Queenstown Lakes District, Otago	10194681	10189921		{6C274D90-C836-4719-A45B-E4A9127BB73A}	2125 CARDRONA VALLEY ROAD RD 2 WANAKA 9382	Aib-24	Sewerage	TPBS Valves	Isolating Valve	2021	01/05/2021	$466.58	$466.58	$42.05	$508.62	Reinstatement	$508.62
Queenstown Lakes District Council	Queenstown Lakes District, Otago	10194682	10189921		{6C274D90-C836-4719-A45B-E4A9127BB73A}	2125 CARDRONA VALLEY ROAD RD 2 WANAKA 9382	Aib-24	Sewerage	TPBS Valves	Isolating Valve	2021	01/05/2021	$566.55	$566.55	$51.05	$617.61	Reinstatement	$617.61
Queenstown Lakes District Council	Queenstown Lakes District, Otago	10194683	10189921		{6C274D90-C836-4719-A45B-E4A9127BB73A}	2125 CARDRONA VALLEY ROAD RD 2 WANAKA 9382	Aib-24	Sewerage	TPBS Valves	Isolating Valve	2021	01/05/2021	$1,049.80	$1,049.80	$94.60	$1,144.40	Reinstatement	$1,144.40
Queenstown Lakes District Council	Queenstown Lakes District, Otago	10194684	10189921		{6C274D90-C836-4719-A45B-E4A9127BB73A}	2125 CARDRONA VALLEY ROAD RD 2 WANAKA 9382	Aib-24	Sewerage	TPBS Valves	Isolating Valve	2021	01/05/2021	$216.62	$216.62	$19.52	$236.14	Reinstatement	$236.14
Queenstown Lakes District Council	Queenstown Lakes District, Otago	10194685	10189921		{6C274D90-C836-4719-A45B-E4A9127BB73A}	2125 CARDRONA VALLEY ROAD RD 2 WANAKA 9382	Aib-24	Sewerage	TPBS Valves	Isolating Valve	2021	01/05/2021	$566.55	$566.55	$51.05	$617.61	Reinstatement	$617.61
Queenstown Lakes District Council	Queenstown Lakes District, Otago	10194686	10189921		{6C274D90-C836-4719-A45B-E4A9127BB73A}	2125 CARDRONA VALLEY ROAD RD 2 WANAKA 9382	Aib-24	Sewerage	TPBS Valves	Isolating Valve	2021	01/05/2021	$1,049.80	$1,049.80	$94.60	$1,144.40	Reinstatement	$1,144.40
Queenstown Lakes District Council	Queenstown Lakes District, Otago	10194687	10189921		{6C274D90-C836-4719-A45B-E4A9127BB73A}	2125 CARDRONA VALLEY ROAD RD 2 WANAKA 9382	Aib-24	Sewerage	TPBS Valves	Isolating Valve	2021	01/05/2021	$466.58	$466.58	$42.05	$508.62	Reinstatement	$508.62
Queenstown Lakes District Council	Queenstown Lakes District, Otago	10194688	10189921		{6C274D90-C836-4719-A45B-E4A9127BB73A}	2125 CARDRONA VALLEY ROAD RD 2 WANAKA 9382	Aib-24	Sewerage	TPBS Valves	Isolating Valve	2021	01/05/2021	$1,049.80	$1,049.80	$94.60	$1,144.40	Reinstatement	$1,144.40
Queenstown Lakes District Council	Queenstown Lakes District, Otago	10194689	10189921		{6C274D90-C836-4719-A45B-E4A9127BB73A}	2125 CARDRONA VALLEY ROAD RD 2 WANAKA 9382	Aib-24	Sewerage	TPBS Valves	Isolating Valve	2021	01/05/2021	$316.61	$316.61	$28.53	$345.14	Reinstatement	$345.14
Queenstown Lakes District Council	Queenstown Lakes District, Otago	10194690	10189921		{6C274D90-C836-4719-A45B-E4A9127BB73A}	2125 CARDRONA VALLEY ROAD RD 2 WANAKA 9382	Aib-24	Sewerage	TPBS Valves	Isolating Valve	2021	01/05/2021	$216.62	$216.62	$19.52	$236.14	Reinstatement	$236.14
Queenstown Lakes District Council	Queenstown Lakes District, Otago	10194691	10189921		{6C274D90-C836-4719-A45B-E4A9127BB73A}	2125 CARDRONA VALLEY ROAD RD 2 WANAKA 9382	Aib-24	Sewerage	TPBS Valves	Isolating Valve	2021	01/05/2021	$149.97	$149.97	$13.51	$163.48	Reinstatement	$163.48
Queenstown Lakes District Council	Queenstown Lakes District, Otago	10194692	10189921		{6C274D90-C836-4719-A45B-E4A9127BB73A}	2125 CARDRONA VALLEY ROAD RD 2 WANAKA 9382	Aib-24	Sewerage	TPBS Valves	Isolating Valve	2021	01/05/2021	$66.65	$66.65	$6.01	$72.66	Reinstatement	$72.66
Queenstown Lakes District Council	Queenstown Lakes District, Otago	10194693	10189921		{6C274D90-C836-4719-A45B-E4A9127BB73A}	2125 CARDRONA VALLEY ROAD RD 2 WANAKA 9382	Aib-24	Sewerage	TPBS Valves	Isolating Valve	2021	01/05/2021	$849.83	$849.83	$76.58	$926.42	Reinstatement	$926.42
Queenstown Lakes District Council	Queenstown Lakes District, Otago	10194694	10189921		{6C274D90-C836-4719-A45B-E4A9127BB73A}	2125 CARDRONA VALLEY ROAD RD 2 WANAKA 9382	Aib-24	Sewerage	TPBS Valves	Isolating Valve	2021	01/05/2021	$316.61	$316.61	$28.53	$345.14	Reinstatement	$345.14
Queenstown Lakes District Council	Queenstown Lakes District, Otago	10194695	10189921		{6C274D90-C836-4719-A45B-E4A9127BB73A}	2125 CARDRONA VALLEY ROAD RD 2 WANAKA 9382	Aib-24	Sewerage	TPBS Valves	Isolating Valve	2021	01/05/2021	$899.83	$899.83	$81.09	$980.92	Reinstatement	$980.92
Queenstown Lakes District Council	Queenstown Lakes District, Otago	10194696	10189921		{6C274D90-C836-4719-A45B-E4A9127BB73A}	2125 CARDRONA VALLEY ROAD RD 2 WANAKA 9382	Aib-24	Sewerage	TPBS Valves	Isolating Valve	2021	01/05/2021	$633.20	$633.20	$57.06	$690.26	Reinstatement	$690.26
Queenstown Lakes District Council	Queenstown Lakes District, Otago	10194697	10189921		{6C274D90-C836-4719-A45B-E4A9127BB73A}	2125 CARDRONA VALLEY ROAD RD 2 WANAKA 9382	Aib-24	Sewerage	TPBS Valves	Isolating Valve	2021	01/05/2021	$633.20	$633.20	$57.06	$690.26	Reinstatement	$690.26
Queenstown Lakes District Council	Queenstown Lakes District, Otago	10194698	10189921		{6C274D90-C836-4719-A45B-E4A9127BB73A}	2125 CARDRONA VALLEY ROAD RD 2 WANAKA 9382	Aib-24	Sewerage	TPBS Valves	Isolating Valve	2021	01/05/2021	$899.83	$899.83	$81.09	$980.92	Reinstatement	$980.92
Queenstown Lakes District Council	Queenstown Lakes District, Otago	10194699	10189921		{6C274D90-C836-4719-A45B-E4A9127BB73A}	2125 CARDRONA VALLEY ROAD RD 2 WANAKA 9382	Aib-24	Sewerage	TPBS Valves	Isolating Valve	2021	01/05/2021	$1,366.40	$1,366.40	$123.13	$1,489.54	Reinstatement	$1,489.54
Queenstown Lakes District Council	Queenstown Lakes District, Otago	10194700	10189921		{6C274D90-C836-4719-A45B-E4A9127BB73A}	2125 CARDRONA VALLEY ROAD RD 2 WANAKA 9382	Aib-24	Sewerage	TPBS Valves	Isolating Valve	2021	01/05/2021	$216.62	$216.62	$19.52	$236.14	Reinstatement	$236.14
Queenstown Lakes District Council	Queenstown Lakes District, Otago	10194701	10189921		{6C274D90-C836-4719-A45B-E4A9127BB73A}	2125 CARDRONA VALLEY ROAD RD 2 WANAKA 9382	Aib-24	Sewerage	TPBS Valves	Isolating Valve	2021	01/05/2021	$166.62	$166.62	$15.02	$181.64	Reinstatement	$181.64
Queenstown Lakes District Council	Queenstown Lakes District, Otago	10194702	10189921		{6C274D90-C836-4719-A45B-E4A9127BB73A}	2125 CARDRONA VALLEY ROAD RD 2 WANAKA 9382	Aib-24	Sewerage	TPBS Valves	Isolating Valve	2021	01/05/2021	$149.97	$149.97	$13.51	$163.48	Reinstatement	$163.48
Queenstown Lakes District Council	Queenstown Lakes District, Otago	10194703	10189921		{6C274D90-C836-4719-A45B-E4A9127BB73A}	2125 CARDRONA VALLEY ROAD RD 2 WANAKA 9382	Aib-24	Sewerage	TPBS Valves	Isolating Valve	2021	01/05/2021	$66.65	$66.65	$6.01	$72.66	Reinstatement	$72.66
Queenstown Lakes District Council	Queenstown Lakes District, Otago	10194704	10189921		{6C274D90-C836-4719-A45B-E4A9127BB73A}	2125 CARDRONA VALLEY ROAD RD 2 WANAKA 9382	Aib-24	Sewerage	TPBS Valves	Isolating Valve	2021	01/05/2021	$99.97	$99.97	$9.01	$108.98	Reinstatement	$108.98
Queenstown Lakes District Council	Queenstown Lakes District, Otago	10194705	10189921		{6C274D90-C836-4719-A45B-E4A9127BB73A}	2125 CARDRONA VALLEY ROAD RD 2 WANAKA 9382	Aib-24	Sewerage	TPBS Valves	Isolating Valve	2021	01/05/2021	$516.57	$516.57	$46.55	$563.12	Reinstatement	$563.12
Queenstown Lakes District Council	Queenstown Lakes District, Otago	10194706	10189921		{6C274D90-C836-4719-A45B-E4A9127BB73A}	2125 CARDRONA VALLEY ROAD RD 2 WANAKA 9382	Aib-24	Sewerage	TPBS Valves	Isolating Valve	2021	01/05/2021	$3,915.90	$3,915.90	$352.88	$4,268.78	Reinstatement	$4,268.78
Queenstown Lakes District Council	Queenstown Lakes District, Otago	10194707	10189921		{6C274D90-C836-4719-A45B-E4A9127BB73A}	2125 CARDRONA VALLEY ROAD RD 2 WANAKA 9382	Aib-24	Sewerage	TPBS Valves	Isolating Valve	2021	01/05/2021	$149.97	$149.97	$13.51	$163.48	Reinstatement	$163.48
Queenstown Lakes District Council	Queenstown Lakes District, Otago	10194708	10189921		{6C274D90-C836-4719-A45B-E4A9127BB73A}	2125 CARDRONA VALLEY ROAD RD 2 WANAKA 9382	Aib-24	Sewerage	TPBS Valves	Isolating Valve	2021	01/05/2021	$149.97	$149.97	$13.51	$163.48	Reinstatement	$163.48
Queenstown Lakes District Council	Queenstown Lakes District, Otago	10194709	10189921		{6C274D90-C836-4719-A45B-E4A9127BB73A}	2125 CARDRONA VALLEY ROAD RD 2 WANAKA 9382	Aib-24	Sewerage	TPBS Valves	Isolating Valve	2021	01/05/2021	$149.97	$149.97	$13.51	$163.48	Reinstatement	$163.48
Queenstown Lakes District Council	Queenstown Lakes District, Otago	10194710	10189921		{6C274D90-C836-4719-A45B-E4A9127BB73A}	2125 CARDRONA VALLEY ROAD RD 2 WANAKA 9382	Aib-24	Sewerage	TPBS Valves	Isolating Valve	2021	01/05/2021	$149.97	$149.97	$13.51	$163.48	Reinstatement	$163.48
Queenstown Lakes District Council	Queenstown Lakes District, Otago	10194711	10189921		{6C274D90-C836-4719-A45B-E4A9127BB73A}	2125 CARDRONA VALLEY ROAD RD 2 WANAKA 9382	Aib-24	Sewerage	TPBS Valves	Isolating Valve	2021	01/05/2021	$633.20	$633.20	$57.06	$690.26	Reinstatement	$690.26
Queenstown Lakes District Council	Queenstown Lakes District, Otago	10194712	10189921		{6C274D90-C836-4719-A45B-E4A9127BB73A}	2125 CARDRONA VALLEY ROAD RD 2 WANAKA 9382	Aib-24	Sewerage	TPBS Valves	Isolating Valve	2021	01/05/2021	$899.83	$899.83	$81.09	$980.92	Reinstatement	$980.92
Queenstown Lakes District Council	Queenstown Lakes District, Otago	10194713	10189921		{6C274D90-C836-4719-A45B-E4A9127BB73A}	2125 CARDRONA VALLEY ROAD RD 2 WANAKA 9382	Aib-24	Sewerage	TPBS Valves	Isolating Valve	2021	01/05/2021	$133.31	$133.31	$12.01	$145.33	Reinstatement	$145.33
Queenstown Lakes District Council	Queenstown Lakes District, Otago	10194714	10189921		{6C274D90-C836-4719-A45B-E4A9127BB73A}	2125 CARDRONA VALLEY ROAD RD 2 WANAKA 9382	Aib-24	Sewerage	TPBS Valves	Isolating Valve	2021	01/05/2021	$149.97	$149.97	$13.51	$163.48	Reinstatement	$163.48
Queenstown Lakes District Council	Queenstown Lakes District, Otago	10144006	10142638	210555	{05647476-047E-4AD5-A8D2-AB82711D1032}	HIGHVIEW TCE	Aib-24	Water Supply	Heater	Heater	2000	01/01/2000	$0.00	$0.00	$0.00	$0.00	Indemnity	$0.00
Queenstown Lakes District Council	Queenstown Lakes District, Otago	10194715	10189921		{6C274D90-C836-4719-A45B-E4A9127BB73A}	2125 CARDRONA VALLEY ROAD RD 2 WANAKA 9382	Aib-24	Sewerage	TPBS Valves	Isolating Valve	2021	01/05/2021	$633.20	$633.20	$57.06	$690.26	Reinstatement	$690.26
Queenstown Lakes District Council	Queenstown Lakes District, Otago	10194716	10189921		{6C274D90-C836-4719-A45B-E4A9127BB73A}	2125 CARDRONA VALLEY ROAD RD 2 WANAKA 9382	Aib-24	Sewerage	TPBS Valves	Isolating Valve	2021	01/05/2021	$99.97	$99.97	$9.01	$108.98	Reinstatement	$108.98
Queenstown Lakes District Council	Queenstown Lakes District, Otago	10194717	10189921		{6C274D90-C836-4719-A45B-E4A9127BB73A}	2125 CARDRONA VALLEY ROAD RD 2 WANAKA 9382	Aib-24	Sewerage	TPBS Valves	Isolating Valve	2021	01/05/2021	$99.97	$99.97	$9.01	$108.98	Reinstatement	$108.98
Queenstown Lakes District Council	Queenstown Lakes District, Otago	10194718	10189921		{6C274D90-C836-4719-A45B-E4A9127BB73A}	2125 CARDRONA VALLEY ROAD RD 2 WANAKA 9382	Aib-24	Sewerage	TPBS Valves	Isolating Valve	2021	01/05/2021	$99.97	$99.97	$9.01	$108.98	Reinstatement	$108.98
Queenstown Lakes District Council	Queenstown Lakes District, Otago	10194719	10189921		{6C274D90-C836-4719-A45B-E4A9127BB73A}	2125 CARDRONA VALLEY ROAD RD 2 WANAKA 9382	Aib-24	Sewerage	TPBS Valves	Isolating Valve	2021	01/05/2021	$99.97	$99.97	$9.01	$108.98	Reinstatement	$108.98
Queenstown Lakes District Council	Queenstown Lakes District, Otago	10194720	10189921		{6C274D90-C836-4719-A45B-E4A9127BB73A}	2125 CARDRONA VALLEY ROAD RD 2 WANAKA 9382	Aib-24	Sewerage	TPBS Valves	Isolating Valve	2021	01/11/2021	$366.59	$366.59	$33.04	$399.62	Reinstatement	$399.62
Queenstown Lakes District Council	Queenstown Lakes District, Otago	10194721	10189921		{6C274D90-C836-4719-A45B-E4A9127BB73A}	2125 CARDRONA VALLEY ROAD RD 2 WANAKA 9382	Aib-24	Sewerage	TPBS Valves	Isolating Valve	2021	01/05/2021	$599.89	$599.89	$54.06	$653.95	Reinstatement	$653.95
Queenstown Lakes District Council	Queenstown Lakes District, Otago	10194722	10189921		{6C274D90-C836-4719-A45B-E4A9127BB73A}	2125 CARDRONA VALLEY ROAD RD 2 WANAKA 9382	Aib-24	Sewerage	TPBS Valves	Isolating Valve	2021	01/05/2021	$99.97	$99.97	$9.01	$108.98	Reinstatement	$108.98
Queenstown Lakes District Council	Queenstown Lakes District, Otago	10194723	10189921		{6C274D90-C836-4719-A45B-E4A9127BB73A}	2125 CARDRONA VALLEY ROAD RD 2 WANAKA 9382	Aib-24	Sewerage	TPBS Valves	Isolating Valve	2021	01/05/2021	$99.97	$99.97	$9.01	$108.98	Reinstatement	$108.98
Queenstown Lakes District Council	Queenstown Lakes District, Otago	10194724	10189921		{6C274D90-C836-4719-A45B-E4A9127BB73A}	2125 CARDRONA VALLEY ROAD RD 2 WANAKA 9382	Aib-24	Sewerage	TPBS Valves	Isolating Valve	2021	01/05/2021	$633.20	$633.20	$57.06	$690.26	Reinstatement	$690.26
Queenstown Lakes District Council	Queenstown Lakes District, Otago	10194725	10189921		{6C274D90-C836-4719-A45B-E4A9127BB73A}	2125 CARDRONA VALLEY ROAD RD 2 WANAKA 9382	Aib-24	Sewerage	TPBS Valves	Isolating Valve	2021	01/05/2021	$633.20	$633.20	$57.06	$690.26	Reinstatement	$690.26
Queenstown Lakes District Council	Queenstown Lakes District, Otago	10194726	10189921		{6C274D90-C836-4719-A45B-E4A9127BB73A}	2125 CARDRONA VALLEY ROAD RD 2 WANAKA 9382	Aib-24	Sewerage	Electrical Equipment	Level Indicator	2021	01/05/2021	$416.58	$416.58	$37.54	$454.12	Reinstatement	$454.12
Queenstown Lakes District Council	Queenstown Lakes District, Otago	10194727	10189921		{6C274D90-C836-4719-A45B-E4A9127BB73A}	2125 CARDRONA VALLEY ROAD RD 2 WANAKA 9382	Aib-24	Sewerage	Electrical Equipment	Limit Switch	2021	01/05/2021	$4,415.80	$4,415.80	$397.93	$4,813.73	Reinstatement	$4,813.73
Queenstown Lakes District Council	Queenstown Lakes District, Otago	10194728	10189921		{6C274D90-C836-4719-A45B-E4A9127BB73A}	2125 CARDRONA VALLEY ROAD RD 2 WANAKA 9382	Aib-24	Sewerage	Electrical Equipment	Limit Switch	2021	01/05/2021	$4,265.83	$4,265.83	$384.42	$4,650.25	Reinstatement	$4,650.25
Queenstown Lakes District Council	Queenstown Lakes District, Otago	10194729	10189921		{6C274D90-C836-4719-A45B-E4A9127BB73A}	2125 CARDRONA VALLEY ROAD RD 2 WANAKA 9382	Aib-24	Sewerage	Electrical Equipment	Limit Switch	2021	01/05/2021	$4,415.80	$4,415.80	$397.93	$4,813.73	Reinstatement	$4,813.73
Queenstown Lakes District Council	Queenstown Lakes District, Otago	10194730	10189921		{6C274D90-C836-4719-A45B-E4A9127BB73A}	2125 CARDRONA VALLEY ROAD RD 2 WANAKA 9382	Aib-24	Sewerage	Electrical Equipment	Limit Switch	2021	01/05/2021	$6,682.02	$6,682.02	$602.15	$7,284.17	Reinstatement	$7,284.17
Queenstown Lakes District Council	Queenstown Lakes District, Otago	10194731	10189921		{6C274D90-C836-4719-A45B-E4A9127BB73A}	2125 CARDRONA VALLEY ROAD RD 2 WANAKA 9382	Aib-24	Sewerage	Electrical Equipment	Level Sensor	2021	01/05/2021	$416.58	$416.58	$37.54	$454.12	Reinstatement	$454.12
Queenstown Lakes District Council	Queenstown Lakes District, Otago	10194732	10189921		{6C274D90-C836-4719-A45B-E4A9127BB73A}	2125 CARDRONA VALLEY ROAD RD 2 WANAKA 9382	Aib-24	Sewerage	Electrical Equipment	Meter	2021	01/05/2021	$4,332.48	$4,332.48	$390.42	$4,722.91	Reinstatement	$4,722.91
Queenstown Lakes District Council	Queenstown Lakes District, Otago	10194734	10189921		{6C274D90-C836-4719-A45B-E4A9127BB73A}	2125 CARDRONA VALLEY ROAD RD 2 WANAKA 9382	Aib-24	Sewerage	Structures	Manhole	2021	01/05/2021	$34,759.88	$34,759.88	$3,132.40	$37,892.28	Reinstatement	$37,892.28
Queenstown Lakes District Council	Queenstown Lakes District, Otago	10194735	10189921		{6C274D90-C836-4719-A45B-E4A9127BB73A}	2125 CARDRONA VALLEY ROAD RD 2 WANAKA 9382	Aib-24	Sewerage	Electrical Equipment	Moisture Monitoring	2020	01/09/2020	$118,743.45	$118,743.45	$10,700.61	$129,444.07	Reinstatement	$129,444.07
Queenstown Lakes District Council	Queenstown Lakes District, Otago	10194736	10189921		{6C274D90-C836-4719-A45B-E4A9127BB73A}	2125 CARDRONA VALLEY ROAD RD 2 WANAKA 9382	Aib-24	Sewerage	Electrical Equipment	Motor Control	2021	01/05/2021	$434,415.06	$434,415.06	$39,147.49	$473,562.55	Reinstatement	$473,562.55
Queenstown Lakes District Council	Queenstown Lakes District, Otago	10194737	10189921		{6C274D90-C836-4719-A45B-E4A9127BB73A}	2125 CARDRONA VALLEY ROAD RD 2 WANAKA 9382	Aib-24	Sewerage	TPBS Valves	Non Return Valve	2021	01/05/2021	$299.94	$299.94	$27.03	$326.97	Reinstatement	$326.97
Queenstown Lakes District Council	Queenstown Lakes District, Otago	10194738	10189921		{6C274D90-C836-4719-A45B-E4A9127BB73A}	2125 CARDRONA VALLEY ROAD RD 2 WANAKA 9382	Aib-24	Sewerage	TPBS Valves	Non Return Valve	2021	01/05/2021	$1,533.03	$1,533.03	$138.15	$1,671.18	Reinstatement	$1,671.18
Queenstown Lakes District Council	Queenstown Lakes District, Otago	10194739	10189921		{6C274D90-C836-4719-A45B-E4A9127BB73A}	2125 CARDRONA VALLEY ROAD RD 2 WANAKA 9382	Aib-24	Sewerage	TPBS Valves	Non Return Valve	2021	01/05/2021	$183.31	$183.31	$16.52	$199.83	Reinstatement	$199.83
Queenstown Lakes District Council	Queenstown Lakes District, Otago	10194740	10189921		{6C274D90-C836-4719-A45B-E4A9127BB73A}	2125 CARDRONA VALLEY ROAD RD 2 WANAKA 9382	Aib-24	Sewerage	TPBS Valves	Non Return Valve	2021	01/05/2021	$1,533.03	$1,533.03	$138.15	$1,671.18	Reinstatement	$1,671.18
Queenstown Lakes District Council	Queenstown Lakes District, Otago	10194741	10189921		{6C274D90-C836-4719-A45B-E4A9127BB73A}	2125 CARDRONA VALLEY ROAD RD 2 WANAKA 9382	Aib-24	Sewerage	TPBS Valves	Non Return Valve	2021	01/05/2021	$283.28	$283.28	$25.53	$308.81	Reinstatement	$308.81
Queenstown Lakes District Council	Queenstown Lakes District, Otago	10194742	10189921		{6C274D90-C836-4719-A45B-E4A9127BB73A}	2125 CARDRONA VALLEY ROAD RD 2 WANAKA 9382	Aib-24	Sewerage	TPBS Valves	Non Return Valve	2021	01/05/2021	$1,533.03	$1,533.03	$138.15	$1,671.18	Reinstatement	$1,671.18
Queenstown Lakes District Council	Queenstown Lakes District, Otago	10194743	10189921		{6C274D90-C836-4719-A45B-E4A9127BB73A}	2125 CARDRONA VALLEY ROAD RD 2 WANAKA 9382	Aib-24	Sewerage	TPBS Valves	Non Return Valve	2021	01/05/2021	$283.28	$283.28	$25.53	$308.81	Reinstatement	$308.81
Queenstown Lakes District Council	Queenstown Lakes District, Otago	10194744	10189921		{6C274D90-C836-4719-A45B-E4A9127BB73A}	2125 CARDRONA VALLEY ROAD RD 2 WANAKA 9382	Aib-24	Sewerage	TPBS Valves	Non Return Valve	2021	01/05/2021	$549.90	$549.90	$49.55	$599.45	Reinstatement	$599.45
Queenstown Lakes District Council	Queenstown Lakes District, Otago	10194745	10189921		{6C274D90-C836-4719-A45B-E4A9127BB73A}	2125 CARDRONA VALLEY ROAD RD 2 WANAKA 9382	Aib-24	Sewerage	TPBS Valves	Non Return Valve	2021	01/05/2021	$183.31	$183.31	$16.52	$199.83	Reinstatement	$199.83
Queenstown Lakes District Council	Queenstown Lakes District, Otago	10194746	10189921		{6C274D90-C836-4719-A45B-E4A9127BB73A}	2125 CARDRONA VALLEY ROAD RD 2 WANAKA 9382	Aib-24	Sewerage	TPBS Valves	Non Return Valve	2021	01/05/2021	$283.28	$283.28	$25.53	$308.81	Reinstatement	$308.81
Queenstown Lakes District Council	Queenstown Lakes District, Otago	10194747	10189921		{6C274D90-C836-4719-A45B-E4A9127BB73A}	2125 CARDRONA VALLEY ROAD RD 2 WANAKA 9382	Aib-24	Sewerage	TPBS Valves	Non Return Valve	2021	01/05/2021	$1,782.98	$1,782.98	$160.67	$1,943.66	Reinstatement	$1,943.66
Queenstown Lakes District Council	Queenstown Lakes District, Otago	10194748	10189921		{6C274D90-C836-4719-A45B-E4A9127BB73A}	2125 CARDRONA VALLEY ROAD RD 2 WANAKA 9382	Aib-24	Sewerage	Miscellaneous	Odour Absorbtion Bed	2021	01/05/2021	$237,470.24	$237,470.24	$21,399.73	$258,869.96	Reinstatement	$258,869.96
Queenstown Lakes District Council	Queenstown Lakes District, Otago	10194749	10189921		{6C274D90-C836-4719-A45B-E4A9127BB73A}	2125 CARDRONA VALLEY ROAD RD 2 WANAKA 9382	Aib-24	Sewerage	Miscellaneous	Odour Control Unit	2021	01/05/2021	$53,772.82	$53,772.82	$4,845.76	$58,618.57	Reinstatement	$58,618.57
Queenstown Lakes District Council	Queenstown Lakes District, Otago	10194750	10189921		{6C274D90-C836-4719-A45B-E4A9127BB73A}	2125 CARDRONA VALLEY ROAD RD 2 WANAKA 9382	Aib-24	Sewerage	Miscellaneous	Odour Control Unit	2021	01/05/2021	$37,192.72	$37,192.72	$3,351.64	$40,544.35	Reinstatement	$40,544.35
Queenstown Lakes District Council	Queenstown Lakes District, Otago	10194751	10189921		{6C274D90-C836-4719-A45B-E4A9127BB73A}	2125 CARDRONA VALLEY ROAD RD 2 WANAKA 9382	Aib-24	Sewerage	Miscellaneous	Pipe Chamber	2021	01/05/2021	$1,416,173.09	$1,416,173.09	$127,619.01	$1,543,792.10	Reinstatement	$1,543,792.10
Queenstown Lakes District Council	Queenstown Lakes District, Otago	10194752	10189921		{6C274D90-C836-4719-A45B-E4A9127BB73A}	2125 CARDRONA VALLEY ROAD RD 2 WANAKA 9382	Aib-24	Sewerage	Pipework	Pipework	2021	01/05/2021	$5,798.87	$5,798.87	$522.57	$6,321.44	Reinstatement	$6,321.44
Queenstown Lakes District Council	Queenstown Lakes District, Otago	10194753	10189921		{6C274D90-C836-4719-A45B-E4A9127BB73A}	2125 CARDRONA VALLEY ROAD RD 2 WANAKA 9382	Aib-24	Sewerage	Pipework	Pipework	2021	01/05/2021	$101,363.51	$101,363.51	$9,134.41	$110,497.93	Reinstatement	$110,497.93
Queenstown Lakes District Council	Queenstown Lakes District, Otago	10194754	10189921		{6C274D90-C836-4719-A45B-E4A9127BB73A}	2125 CARDRONA VALLEY ROAD RD 2 WANAKA 9382	Aib-24	Sewerage	Pipework	Pipework	2021	01/05/2021	$5,798.87	$5,798.87	$522.57	$6,321.44	Reinstatement	$6,321.44
Queenstown Lakes District Council	Queenstown Lakes District, Otago	10194755	10189921		{6C274D90-C836-4719-A45B-E4A9127BB73A}	2125 CARDRONA VALLEY ROAD RD 2 WANAKA 9382	Aib-24	Sewerage	Pipework	Pipework	2021	01/05/2021	$57,922.02	$57,922.02	$5,219.67	$63,141.68	Reinstatement	$63,141.68
Queenstown Lakes District Council	Queenstown Lakes District, Otago	10194756	10189921		{6C274D90-C836-4719-A45B-E4A9127BB73A}	2125 CARDRONA VALLEY ROAD RD 2 WANAKA 9382	Aib-24	Sewerage	Pipework	Pipework	2021	01/05/2021	$5,798.87	$5,798.87	$522.57	$6,321.44	Reinstatement	$6,321.44
Queenstown Lakes District Council	Queenstown Lakes District, Otago	10194757	10189921		{6C274D90-C836-4719-A45B-E4A9127BB73A}	2125 CARDRONA VALLEY ROAD RD 2 WANAKA 9382	Aib-24	Sewerage	Pipework	Pipework	2021	01/05/2021	$43,441.50	$43,441.50	$3,914.75	$47,356.24	Reinstatement	$47,356.24
Queenstown Lakes District Council	Queenstown Lakes District, Otago	10194758	10189921		{6C274D90-C836-4719-A45B-E4A9127BB73A}	2125 CARDRONA VALLEY ROAD RD 2 WANAKA 9382	Aib-24	Sewerage	Pipework	Pipework	2021	01/05/2021	$5,798.87	$5,798.87	$522.57	$6,321.44	Reinstatement	$6,321.44
Queenstown Lakes District Council	Queenstown Lakes District, Otago	10194759	10189921		{6C274D90-C836-4719-A45B-E4A9127BB73A}	2125 CARDRONA VALLEY ROAD RD 2 WANAKA 9382	Aib-24	Sewerage	Pipework	Pipework	2021	01/05/2021	$72,402.51	$72,402.51	$6,524.58	$78,927.09	Reinstatement	$78,927.09
Queenstown Lakes District Council	Queenstown Lakes District, Otago	10194760	10189921		{6C274D90-C836-4719-A45B-E4A9127BB73A}	2125 CARDRONA VALLEY ROAD RD 2 WANAKA 9382	Aib-24	Sewerage	Pipework	Pipework	2021	01/05/2021	$57,922.02	$57,922.02	$5,219.67	$63,141.68	Reinstatement	$63,141.68
Queenstown Lakes District Council	Queenstown Lakes District, Otago	10194761	10189921		{6C274D90-C836-4719-A45B-E4A9127BB73A}	2125 CARDRONA VALLEY ROAD RD 2 WANAKA 9382	Aib-24	Sewerage	Pipework	Pipework	2021	01/05/2021	$21,712.42	$21,712.42	$1,956.62	$23,669.04	Reinstatement	$23,669.04
Queenstown Lakes District Council	Queenstown Lakes District, Otago	10194762	10189921		{6C274D90-C836-4719-A45B-E4A9127BB73A}	2125 CARDRONA VALLEY ROAD RD 2 WANAKA 9382	Aib-24	Sewerage	Pipework	Pipework	2021	01/05/2021	$11,581.06	$11,581.06	$1,043.63	$12,624.70	Reinstatement	$12,624.70
Queenstown Lakes District Council	Queenstown Lakes District, Otago	10194763	10189921		{6C274D90-C836-4719-A45B-E4A9127BB73A}	2125 CARDRONA VALLEY ROAD RD 2 WANAKA 9382	Aib-24	Sewerage	Pipework	Pipework	2021	01/05/2021	$7,231.91	$7,231.91	$651.71	$7,883.62	Reinstatement	$7,883.62
Queenstown Lakes District Council	Queenstown Lakes District, Otago	10194764	10189921		{6C274D90-C836-4719-A45B-E4A9127BB73A}	2125 CARDRONA VALLEY ROAD RD 2 WANAKA 9382	Aib-24	Sewerage	Pipework	Pipework	2021	01/05/2021	$11,581.06	$11,581.06	$1,043.63	$12,624.70	Reinstatement	$12,624.70
Queenstown Lakes District Council	Queenstown Lakes District, Otago	10194765	10189921		{6C274D90-C836-4719-A45B-E4A9127BB73A}	2125 CARDRONA VALLEY ROAD RD 2 WANAKA 9382	Aib-24	Sewerage	Pipework	Pipework	2021	01/05/2021	$15,930.22	$15,930.22	$1,435.56	$17,365.77	Reinstatement	$17,365.77
Queenstown Lakes District Council	Queenstown Lakes District, Otago	10194766	10189921		{6C274D90-C836-4719-A45B-E4A9127BB73A}	2125 CARDRONA VALLEY ROAD RD 2 WANAKA 9382	Aib-24	Sewerage	Pipework	Pipework	2021	01/05/2021	$7,231.91	$7,231.91	$651.71	$7,883.62	Reinstatement	$7,883.62
Queenstown Lakes District Council	Queenstown Lakes District, Otago	10194767	10189921		{6C274D90-C836-4719-A45B-E4A9127BB73A}	2125 CARDRONA VALLEY ROAD RD 2 WANAKA 9382	Aib-24	Sewerage	Pipework	Pipework	2021	01/05/2021	$81,084.15	$81,084.15	$7,306.93	$88,391.08	Reinstatement	$88,391.08
Queenstown Lakes District Council	Queenstown Lakes District, Otago	10144094	10142560	210287	{651DED27-2CF7-4E8C-9EBE-4D1D6ADF66AA}	WILLOW PLACE	Aib-24	Sewerage	TPBS Valves	Air Bleed Valve	2010	01/09/2010	$0.00	$0.00	$0.00	$0.00	Indemnity	$0.00
Queenstown Lakes District Council	Queenstown Lakes District, Otago	10194768	10189921		{6C274D90-C836-4719-A45B-E4A9127BB73A}	2125 CARDRONA VALLEY ROAD RD 2 WANAKA 9382	Aib-24	Sewerage	Pipework	Pipework	2021	01/05/2021	$7,231.91	$7,231.91	$651.71	$7,883.62	Reinstatement	$7,883.62
Queenstown Lakes District Council	Queenstown Lakes District, Otago	10194769	10189921		{6C274D90-C836-4719-A45B-E4A9127BB73A}	2125 CARDRONA VALLEY ROAD RD 2 WANAKA 9382	Aib-24	Sewerage	Pipework	Pipework	2021	01/05/2021	$7,231.91	$7,231.91	$651.71	$7,883.62	Reinstatement	$7,883.62
Queenstown Lakes District Council	Queenstown Lakes District, Otago	10194770	10189921		{6C274D90-C836-4719-A45B-E4A9127BB73A}	2125 CARDRONA VALLEY ROAD RD 2 WANAKA 9382	Aib-24	Sewerage	Pipework	Pipework	2021	01/05/2021	$7,231.91	$7,231.91	$651.71	$7,883.62	Reinstatement	$7,883.62
Queenstown Lakes District Council	Queenstown Lakes District, Otago	10194771	10189921		{6C274D90-C836-4719-A45B-E4A9127BB73A}	2125 CARDRONA VALLEY ROAD RD 2 WANAKA 9382	Aib-24	Sewerage	Pipework	Pipework	2021	01/05/2021	$7,231.91	$7,231.91	$651.71	$7,883.62	Reinstatement	$7,883.62
Queenstown Lakes District Council	Queenstown Lakes District, Otago	10194772	10189921		{6C274D90-C836-4719-A45B-E4A9127BB73A}	2125 CARDRONA VALLEY ROAD RD 2 WANAKA 9382	Aib-24	Sewerage	Pipework	Pipework	2021	01/05/2021	$7,231.91	$7,231.91	$651.71	$7,883.62	Reinstatement	$7,883.62
Queenstown Lakes District Council	Queenstown Lakes District, Otago	10194773	10189921		{6C274D90-C836-4719-A45B-E4A9127BB73A}	2125 CARDRONA VALLEY ROAD RD 2 WANAKA 9382	Aib-24	Sewerage	Pipework	Pipework	2021	01/05/2021	$7,231.91	$7,231.91	$651.71	$7,883.62	Reinstatement	$7,883.62
Queenstown Lakes District Council	Queenstown Lakes District, Otago	10194774	10189921		{6C274D90-C836-4719-A45B-E4A9127BB73A}	2125 CARDRONA VALLEY ROAD RD 2 WANAKA 9382	Aib-24	Sewerage	Pipework	Pipework	2021	01/05/2021	$101,363.51	$101,363.51	$9,134.41	$110,497.93	Reinstatement	$110,497.93
Queenstown Lakes District Council	Queenstown Lakes District, Otago	10194775	10189921		{6C274D90-C836-4719-A45B-E4A9127BB73A}	2125 CARDRONA VALLEY ROAD RD 2 WANAKA 9382	Aib-24	Sewerage	Pipework	Pipework	2021	01/05/2021	$13,030.79	$13,030.79	$1,174.27	$14,205.06	Reinstatement	$14,205.06
Queenstown Lakes District Council	Queenstown Lakes District, Otago	10194776	10189921		{6C274D90-C836-4719-A45B-E4A9127BB73A}	2125 CARDRONA VALLEY ROAD RD 2 WANAKA 9382	Aib-24	Sewerage	Pipework	Pipework	2021	01/05/2021	$13,030.79	$13,030.79	$1,174.27	$14,205.06	Reinstatement	$14,205.06
Queenstown Lakes District Council	Queenstown Lakes District, Otago	10194777	10189921		{6C274D90-C836-4719-A45B-E4A9127BB73A}	2125 CARDRONA VALLEY ROAD RD 2 WANAKA 9382	Aib-24	Sewerage	Pipework	Pipework	2021	01/05/2021	$72,402.51	$72,402.51	$6,524.58	$78,927.09	Reinstatement	$78,927.09
Queenstown Lakes District Council	Queenstown Lakes District, Otago	10194778	10189921		{6C274D90-C836-4719-A45B-E4A9127BB73A}	2125 CARDRONA VALLEY ROAD RD 2 WANAKA 9382	Aib-24	Sewerage	Pipework	Pipework	2021	01/05/2021	$43,441.50	$43,441.50	$3,914.75	$47,356.24	Reinstatement	$47,356.24
Queenstown Lakes District Council	Queenstown Lakes District, Otago	10194779	10189921		{6C274D90-C836-4719-A45B-E4A9127BB73A}	2125 CARDRONA VALLEY ROAD RD 2 WANAKA 9382	Aib-24	Sewerage	Pipework	Pipework	2021	01/05/2021	$43,441.50	$43,441.50	$3,914.75	$47,356.24	Reinstatement	$47,356.24
Queenstown Lakes District Council	Queenstown Lakes District, Otago	10194780	10189921		{6C274D90-C836-4719-A45B-E4A9127BB73A}	2125 CARDRONA VALLEY ROAD RD 2 WANAKA 9382	Aib-24	Sewerage	Pipework	Pipework	2021	01/05/2021	$52,123.14	$52,123.14	$4,697.10	$56,820.24	Reinstatement	$56,820.24
Queenstown Lakes District Council	Queenstown Lakes District, Otago	10194781	10189921		{6C274D90-C836-4719-A45B-E4A9127BB73A}	2125 CARDRONA VALLEY ROAD RD 2 WANAKA 9382	Aib-24	Sewerage	Electrical Equipment	Programme Logic Cont	2021	01/05/2021	$144,805.02	$144,805.02	$13,049.16	$157,854.19	Reinstatement	$157,854.19
Queenstown Lakes District Council	Queenstown Lakes District, Otago	10194782	10189921		{6C274D90-C836-4719-A45B-E4A9127BB73A}	2125 CARDRONA VALLEY ROAD RD 2 WANAKA 9382	Aib-24	Sewerage	Pumps	Pump	2021	01/05/2021	$6,548.72	$6,548.72	$590.14	$7,138.86	Reinstatement	$7,138.86
Queenstown Lakes District Council	Queenstown Lakes District, Otago	10194783	10189921		{6C274D90-C836-4719-A45B-E4A9127BB73A}	2125 CARDRONA VALLEY ROAD RD 2 WANAKA 9382	Aib-24	Sewerage	Pumps	Pump	2021	01/05/2021	$13,730.65	$13,730.65	$1,237.34	$14,967.99	Reinstatement	$14,967.99
Queenstown Lakes District Council	Queenstown Lakes District, Otago	10194784	10189921		{6C274D90-C836-4719-A45B-E4A9127BB73A}	2125 CARDRONA VALLEY ROAD RD 2 WANAKA 9382	Aib-24	Sewerage	Pumps	Pump	2021	01/05/2021	$6,548.72	$6,548.72	$590.14	$7,138.86	Reinstatement	$7,138.86
Queenstown Lakes District Council	Queenstown Lakes District, Otago	10194785	10189921		{6C274D90-C836-4719-A45B-E4A9127BB73A}	2125 CARDRONA VALLEY ROAD RD 2 WANAKA 9382	Aib-24	Sewerage	Pumps	Pump	2021	01/05/2021	$13,730.65	$13,730.65	$1,237.34	$14,967.99	Reinstatement	$14,967.99
Queenstown Lakes District Council	Queenstown Lakes District, Otago	10194786	10189921		{6C274D90-C836-4719-A45B-E4A9127BB73A}	2125 CARDRONA VALLEY ROAD RD 2 WANAKA 9382	Aib-24	Sewerage	Pumps	Pump	2021	01/05/2021	$12,014.32	$12,014.32	$1,082.67	$13,096.99	Reinstatement	$13,096.99
Queenstown Lakes District Council	Queenstown Lakes District, Otago	10194787	10189921		{6C274D90-C836-4719-A45B-E4A9127BB73A}	2125 CARDRONA VALLEY ROAD RD 2 WANAKA 9382	Aib-24	Sewerage	Pumps	Pump	2021	01/05/2021	$6,348.77	$6,348.77	$572.12	$6,920.89	Reinstatement	$6,920.89
Queenstown Lakes District Council	Queenstown Lakes District, Otago	10194788	10189921		{6C274D90-C836-4719-A45B-E4A9127BB73A}	2125 CARDRONA VALLEY ROAD RD 2 WANAKA 9382	Aib-24	Sewerage	Electrical Equipment	Pressure Gauge	2021	01/05/2021	$149.97	$149.97	$13.51	$163.48	Reinstatement	$163.48
Queenstown Lakes District Council	Queenstown Lakes District, Otago	10194789	10189921		{6C274D90-C836-4719-A45B-E4A9127BB73A}	2125 CARDRONA VALLEY ROAD RD 2 WANAKA 9382	Aib-24	Sewerage	Electrical Equipment	Pressure Gauge	2021	01/05/2021	$149.97	$149.97	$13.51	$163.48	Reinstatement	$163.48
Queenstown Lakes District Council	Queenstown Lakes District, Otago	10194790	10189921		{6C274D90-C836-4719-A45B-E4A9127BB73A}	2125 CARDRONA VALLEY ROAD RD 2 WANAKA 9382	Aib-24	Sewerage	Electrical Equipment	Pressure Gauge	2021	01/05/2021	$149.97	$149.97	$13.51	$163.48	Reinstatement	$163.48
Queenstown Lakes District Council	Queenstown Lakes District, Otago	10194791	10189921		{6C274D90-C836-4719-A45B-E4A9127BB73A}	2125 CARDRONA VALLEY ROAD RD 2 WANAKA 9382	Aib-24	Sewerage	Electrical Equipment	Pressure Gauge	2021	01/05/2021	$149.97	$149.97	$13.51	$163.48	Reinstatement	$163.48
Queenstown Lakes District Council	Queenstown Lakes District, Otago	10194792	10189921		{6C274D90-C836-4719-A45B-E4A9127BB73A}	2125 CARDRONA VALLEY ROAD RD 2 WANAKA 9382	Aib-24	Sewerage	Electrical Equipment	Pressure Switch	2021	01/05/2021	$4,265.83	$4,265.83	$384.42	$4,650.25	Reinstatement	$4,650.25
Queenstown Lakes District Council	Queenstown Lakes District, Otago	10194793	10189921		{6C274D90-C836-4719-A45B-E4A9127BB73A}	2125 CARDRONA VALLEY ROAD RD 2 WANAKA 9382	Aib-24	Sewerage	Electrical Equipment	Pressure Switch	2021	01/05/2021	$6,682.02	$6,682.02	$602.15	$7,284.17	Reinstatement	$7,284.17
Queenstown Lakes District Council	Queenstown Lakes District, Otago	10194795	10189921		{6C274D90-C836-4719-A45B-E4A9127BB73A}	2125 CARDRONA VALLEY ROAD RD 2 WANAKA 9382	Aib-24	Sewerage	TPBS Valves	Pressure Reducing Va	2021	01/05/2021	$833.16	$833.16	$75.08	$908.24	Reinstatement	$908.24
Queenstown Lakes District Council	Queenstown Lakes District, Otago	10194798	10189921		{6C274D90-C836-4719-A45B-E4A9127BB73A}	2125 CARDRONA VALLEY ROAD RD 2 WANAKA 9382	Aib-24	Sewerage	Electrical Equipment	Pressure Sensor	2021	01/05/2021	$3,715.94	$3,715.94	$334.86	$4,050.80	Reinstatement	$4,050.80
Queenstown Lakes District Council	Queenstown Lakes District, Otago	10194799	10189921		{6C274D90-C836-4719-A45B-E4A9127BB73A}	2125 CARDRONA VALLEY ROAD RD 2 WANAKA 9382	Aib-24	Sewerage	Miscellaneous	Access Road	2021	01/05/2021	$318,571.05	$318,571.05	$28,708.16	$347,279.21	Reinstatement	$347,279.21
Queenstown Lakes District Council	Queenstown Lakes District, Otago	10194800	10189921		{6C274D90-C836-4719-A45B-E4A9127BB73A}	2125 CARDRONA VALLEY ROAD RD 2 WANAKA 9382	Aib-24	Sewerage	Flow Meter	Rotameter	2021	01/05/2021	$1,299.75	$1,299.75	$117.13	$1,416.88	Reinstatement	$1,416.88
Queenstown Lakes District Council	Queenstown Lakes District, Otago	10194801	10189921		{6C274D90-C836-4719-A45B-E4A9127BB73A}	2125 CARDRONA VALLEY ROAD RD 2 WANAKA 9382	Aib-24	Sewerage	Structures	Shed	2021	01/05/2021	$1,399.71	$1,399.71	$126.14	$1,525.85	Reinstatement	$1,525.85
Queenstown Lakes District Council	Queenstown Lakes District, Otago	10194802	10189921		{6C274D90-C836-4719-A45B-E4A9127BB73A}	2125 CARDRONA VALLEY ROAD RD 2 WANAKA 9382	Aib-24	Sewerage	TPBS Valves	Valve	2021	01/05/2021	$216.62	$216.62	$19.52	$236.14	Reinstatement	$236.14
Queenstown Lakes District Council	Queenstown Lakes District, Otago	10194803	10189921		{6C274D90-C836-4719-A45B-E4A9127BB73A}	2125 CARDRONA VALLEY ROAD RD 2 WANAKA 9382	Aib-24	Sewerage	TPBS Valves	Valve	2021	01/05/2021	$1,616.36	$1,616.36	$145.66	$1,762.02	Reinstatement	$1,762.02
Queenstown Lakes District Council	Queenstown Lakes District, Otago	10194804	10189921		{6C274D90-C836-4719-A45B-E4A9127BB73A}	2125 CARDRONA VALLEY ROAD RD 2 WANAKA 9382	Aib-24	Sewerage	TPBS Valves	Valve	2021	01/05/2021	$633.20	$633.20	$57.06	$690.26	Reinstatement	$690.26
Queenstown Lakes District Council	Queenstown Lakes District, Otago	10194805	10189921		{6C274D90-C836-4719-A45B-E4A9127BB73A}	2125 CARDRONA VALLEY ROAD RD 2 WANAKA 9382	Aib-24	Sewerage	TPBS Valves	Valve	2021	01/05/2021	$1,616.36	$1,616.36	$145.66	$1,762.02	Reinstatement	$1,762.02
Queenstown Lakes District Council	Queenstown Lakes District, Otago	10194806	10189921		{6C274D90-C836-4719-A45B-E4A9127BB73A}	2125 CARDRONA VALLEY ROAD RD 2 WANAKA 9382	Aib-24	Sewerage	TPBS Valves	Valve	2021	01/05/2021	$149.97	$149.97	$13.51	$163.48	Reinstatement	$163.48
Queenstown Lakes District Council	Queenstown Lakes District, Otago	10194807	10189921		{6C274D90-C836-4719-A45B-E4A9127BB73A}	2125 CARDRONA VALLEY ROAD RD 2 WANAKA 9382	Aib-24	Sewerage	TPBS Valves	Valve	2021	01/05/2021	$899.83	$899.83	$81.09	$980.92	Reinstatement	$980.92
Queenstown Lakes District Council	Queenstown Lakes District, Otago	10194808	10189921		{6C274D90-C836-4719-A45B-E4A9127BB73A}	2125 CARDRONA VALLEY ROAD RD 2 WANAKA 9382	Aib-24	Sewerage	TPBS Valves	Valve	2021	01/05/2021	$949.82	$949.82	$85.59	$1,035.41	Reinstatement	$1,035.41
Queenstown Lakes District Council	Queenstown Lakes District, Otago	10194809	10189921		{6C274D90-C836-4719-A45B-E4A9127BB73A}	2125 CARDRONA VALLEY ROAD RD 2 WANAKA 9382	Aib-24	Sewerage	TPBS Valves	Valve	2021	01/05/2021	$216.62	$216.62	$19.52	$236.14	Reinstatement	$236.14
Queenstown Lakes District Council	Queenstown Lakes District, Otago	10194810	10189921		{6C274D90-C836-4719-A45B-E4A9127BB73A}	2125 CARDRONA VALLEY ROAD RD 2 WANAKA 9382	Aib-24	Sewerage	TPBS Valves	Valve	2021	01/05/2021	$949.82	$949.82	$85.59	$1,035.41	Reinstatement	$1,035.41
Queenstown Lakes District Council	Queenstown Lakes District, Otago	10194811	10189921		{6C274D90-C836-4719-A45B-E4A9127BB73A}	2125 CARDRONA VALLEY ROAD RD 2 WANAKA 9382	Aib-24	Sewerage	TPBS Valves	Valve	2021	01/11/2021	$366.59	$366.59	$33.04	$399.62	Reinstatement	$399.62
Queenstown Lakes District Council	Queenstown Lakes District, Otago	10194812	10189921		{6C274D90-C836-4719-A45B-E4A9127BB73A}	2125 CARDRONA VALLEY ROAD RD 2 WANAKA 9382	Aib-24	Sewerage	TPBS Valves	Valve	2021	01/05/2021	$149.97	$149.97	$13.51	$163.48	Reinstatement	$163.48
Queenstown Lakes District Council	Queenstown Lakes District, Otago	10194813	10189921		{6C274D90-C836-4719-A45B-E4A9127BB73A}	2125 CARDRONA VALLEY ROAD RD 2 WANAKA 9382	Aib-24	Sewerage	TPBS Valves	Valve	2021	01/05/2021	$949.82	$949.82	$85.59	$1,035.41	Reinstatement	$1,035.41
Queenstown Lakes District Council	Queenstown Lakes District, Otago	10194814	10189921		{6C274D90-C836-4719-A45B-E4A9127BB73A}	2125 CARDRONA VALLEY ROAD RD 2 WANAKA 9382	Aib-24	Sewerage	TPBS Valves	Valve	2021	01/05/2021	$316.61	$316.61	$28.53	$345.14	Reinstatement	$345.14
Queenstown Lakes District Council	Queenstown Lakes District, Otago	10194815	10189921		{6C274D90-C836-4719-A45B-E4A9127BB73A}	2125 CARDRONA VALLEY ROAD RD 2 WANAKA 9382	Aib-24	Sewerage	TPBS Valves	Valve	2021	01/05/2021	$949.82	$949.82	$85.59	$1,035.41	Reinstatement	$1,035.41
Queenstown Lakes District Council	Queenstown Lakes District, Otago	10194816	10189921		{6C274D90-C836-4719-A45B-E4A9127BB73A}	2125 CARDRONA VALLEY ROAD RD 2 WANAKA 9382	Aib-24	Sewerage	TPBS Valves	Valve	2021	01/05/2021	$316.61	$316.61	$28.53	$345.14	Reinstatement	$345.14
Queenstown Lakes District Council	Queenstown Lakes District, Otago	10194817	10189921		{6C274D90-C836-4719-A45B-E4A9127BB73A}	2125 CARDRONA VALLEY ROAD RD 2 WANAKA 9382	Aib-24	Sewerage	TPBS Valves	Valve	2021	01/05/2021	$149.97	$149.97	$13.51	$163.48	Reinstatement	$163.48
Queenstown Lakes District Council	Queenstown Lakes District, Otago	10194818	10189921		{6C274D90-C836-4719-A45B-E4A9127BB73A}	2125 CARDRONA VALLEY ROAD RD 2 WANAKA 9382	Aib-24	Sewerage	TPBS Valves	Valve	2021	01/05/2021	$949.82	$949.82	$85.59	$1,035.41	Reinstatement	$1,035.41
Queenstown Lakes District Council	Queenstown Lakes District, Otago	10194819	10189921		{6C274D90-C836-4719-A45B-E4A9127BB73A}	2125 CARDRONA VALLEY ROAD RD 2 WANAKA 9382	Aib-24	Sewerage	TPBS Valves	Valve	2021	01/05/2021	$949.82	$949.82	$85.59	$1,035.41	Reinstatement	$1,035.41
Queenstown Lakes District Council	Queenstown Lakes District, Otago	10194820	10189921		{6C274D90-C836-4719-A45B-E4A9127BB73A}	2125 CARDRONA VALLEY ROAD RD 2 WANAKA 9382	Aib-24	Sewerage	TPBS Valves	Valve	2021	01/05/2021	$899.83	$899.83	$81.09	$980.92	Reinstatement	$980.92
Queenstown Lakes District Council	Queenstown Lakes District, Otago	10194821	10189921		{6C274D90-C836-4719-A45B-E4A9127BB73A}	2125 CARDRONA VALLEY ROAD RD 2 WANAKA 9382	Aib-24	Sewerage	TPBS Valves	Valve	2021	01/05/2021	$949.82	$949.82	$85.59	$1,035.41	Reinstatement	$1,035.41
Queenstown Lakes District Council	Queenstown Lakes District, Otago	10194822	10189921		{6C274D90-C836-4719-A45B-E4A9127BB73A}	2125 CARDRONA VALLEY ROAD RD 2 WANAKA 9382	Aib-24	Sewerage	TPBS Valves	Valve	2021	01/05/2021	$316.61	$316.61	$28.53	$345.14	Reinstatement	$345.14
Queenstown Lakes District Council	Queenstown Lakes District, Otago	10194823	10189921		{6C274D90-C836-4719-A45B-E4A9127BB73A}	2125 CARDRONA VALLEY ROAD RD 2 WANAKA 9382	Aib-24	Sewerage	TPBS Valves	Valve	2021	01/05/2021	$3,582.62	$3,582.62	$322.85	$3,905.47	Reinstatement	$3,905.47
Queenstown Lakes District Council	Queenstown Lakes District, Otago	10194824	10189921		{6C274D90-C836-4719-A45B-E4A9127BB73A}	2125 CARDRONA VALLEY ROAD RD 2 WANAKA 9382	Aib-24	Sewerage	TPBS Valves	Valve	2021	01/05/2021	$1,049.80	$1,049.80	$94.60	$1,144.40	Reinstatement	$1,144.40
Queenstown Lakes District Council	Queenstown Lakes District, Otago	10194825	10189921		{6C274D90-C836-4719-A45B-E4A9127BB73A}	2125 CARDRONA VALLEY ROAD RD 2 WANAKA 9382	Aib-24	Sewerage	TPBS Valves	Valve	2021	01/05/2021	$149.97	$149.97	$13.51	$163.48	Reinstatement	$163.48
Queenstown Lakes District Council	Queenstown Lakes District, Otago	10194826	10189921		{6C274D90-C836-4719-A45B-E4A9127BB73A}	2125 CARDRONA VALLEY ROAD RD 2 WANAKA 9382	Aib-24	Sewerage	TPBS Valves	Valve	2021	01/05/2021	$149.97	$149.97	$13.51	$163.48	Reinstatement	$163.48
Queenstown Lakes District Council	Queenstown Lakes District, Otago	10194827	10189921		{6C274D90-C836-4719-A45B-E4A9127BB73A}	2125 CARDRONA VALLEY ROAD RD 2 WANAKA 9382	Aib-24	Sewerage	TPBS Valves	Valve	2021	01/05/2021	$316.61	$316.61	$28.53	$345.14	Reinstatement	$345.14
Queenstown Lakes District Council	Queenstown Lakes District, Otago	10194828	10189921		{6C274D90-C836-4719-A45B-E4A9127BB73A}	2125 CARDRONA VALLEY ROAD RD 2 WANAKA 9382	Aib-24	Sewerage	TPBS Valves	Valve	2021	01/05/2021	$633.20	$633.20	$57.06	$690.26	Reinstatement	$690.26
Queenstown Lakes District Council	Queenstown Lakes District, Otago	10194829	10189921		{6C274D90-C836-4719-A45B-E4A9127BB73A}	2125 CARDRONA VALLEY ROAD RD 2 WANAKA 9382	Aib-24	Sewerage	TPBS Valves	Valve	2021	01/05/2021	$366.59	$366.59	$33.04	$399.62	Reinstatement	$399.62
Queenstown Lakes District Council	Queenstown Lakes District, Otago	10194830	10189921		{6C274D90-C836-4719-A45B-E4A9127BB73A}	2125 CARDRONA VALLEY ROAD RD 2 WANAKA 9382	Aib-24	Sewerage	TPBS Valves	Valve	2021	01/05/2021	$366.59	$366.59	$33.04	$399.62	Reinstatement	$399.62
Queenstown Lakes District Council	Queenstown Lakes District, Otago	10194831	10189921		{6C274D90-C836-4719-A45B-E4A9127BB73A}	2125 CARDRONA VALLEY ROAD RD 2 WANAKA 9382	Aib-24	Sewerage	TPBS Valves	Valve	2021	01/05/2021	$999.82	$999.82	$90.10	$1,089.91	Reinstatement	$1,089.91
Queenstown Lakes District Council	Queenstown Lakes District, Otago	10194832	10189921		{6C274D90-C836-4719-A45B-E4A9127BB73A}	2125 CARDRONA VALLEY ROAD RD 2 WANAKA 9382	Aib-24	Sewerage	TPBS Valves	Valve	2021	01/05/2021	$999.82	$999.82	$90.10	$1,089.91	Reinstatement	$1,089.91
Queenstown Lakes District Council	Queenstown Lakes District, Otago	10194833	10189921		{6C274D90-C836-4719-A45B-E4A9127BB73A}	2125 CARDRONA VALLEY ROAD RD 2 WANAKA 9382	Aib-24	Sewerage	TPBS Valves	Solenoid Valve	2021	01/05/2021	$1,283.08	$1,283.08	$115.63	$1,398.71	Reinstatement	$1,398.71
Queenstown Lakes District Council	Queenstown Lakes District, Otago	10194834	10189921		{6C274D90-C836-4719-A45B-E4A9127BB73A}	2125 CARDRONA VALLEY ROAD RD 2 WANAKA 9382	Aib-24	Sewerage	TPBS Valves	Solenoid Valve	2021	01/05/2021	$10,814.55	$10,814.55	$974.56	$11,789.11	Reinstatement	$11,789.11
Queenstown Lakes District Council	Queenstown Lakes District, Otago	10194835	10189921		{6C274D90-C836-4719-A45B-E4A9127BB73A}	2125 CARDRONA VALLEY ROAD RD 2 WANAKA 9382	Aib-24	Sewerage	TPBS Valves	Solenoid Valve	2021	01/05/2021	$10,814.55	$10,814.55	$974.56	$11,789.11	Reinstatement	$11,789.11
Queenstown Lakes District Council	Queenstown Lakes District, Otago	10194836	10189921		{6C274D90-C836-4719-A45B-E4A9127BB73A}	2125 CARDRONA VALLEY ROAD RD 2 WANAKA 9382	Aib-24	Sewerage	TPBS Valves	Solenoid Valve	2021	01/05/2021	$10,814.55	$10,814.55	$974.56	$11,789.11	Reinstatement	$11,789.11
Queenstown Lakes District Council	Queenstown Lakes District, Otago	10194837	10189921		{6C274D90-C836-4719-A45B-E4A9127BB73A}	2125 CARDRONA VALLEY ROAD RD 2 WANAKA 9382	Aib-24	Sewerage	TPBS Valves	Solenoid Valve	2021	01/05/2021	$10,814.55	$10,814.55	$974.56	$11,789.11	Reinstatement	$11,789.11
Queenstown Lakes District Council	Queenstown Lakes District, Otago	10194838	10189921		{6C274D90-C836-4719-A45B-E4A9127BB73A}	2125 CARDRONA VALLEY ROAD RD 2 WANAKA 9382	Aib-24	Sewerage	TPBS Valves	Solenoid Valve	2021	01/05/2021	$10,814.55	$10,814.55	$974.56	$11,789.11	Reinstatement	$11,789.11
Queenstown Lakes District Council	Queenstown Lakes District, Otago	10194839	10189921		{6C274D90-C836-4719-A45B-E4A9127BB73A}	2125 CARDRONA VALLEY ROAD RD 2 WANAKA 9382	Aib-24	Sewerage	TPBS Valves	Solenoid Valve	2021	01/05/2021	$10,814.55	$10,814.55	$974.56	$11,789.11	Reinstatement	$11,789.11
Queenstown Lakes District Council	Queenstown Lakes District, Otago	10194840	10189921		{6C274D90-C836-4719-A45B-E4A9127BB73A}	2125 CARDRONA VALLEY ROAD RD 2 WANAKA 9382	Aib-24	Sewerage	TPBS Valves	Solenoid Valve	2021	01/05/2021	$10,814.55	$10,814.55	$974.56	$11,789.11	Reinstatement	$11,789.11
Queenstown Lakes District Council	Queenstown Lakes District, Otago	10194841	10189921		{6C274D90-C836-4719-A45B-E4A9127BB73A}	2125 CARDRONA VALLEY ROAD RD 2 WANAKA 9382	Aib-24	Sewerage	TPBS Valves	Solenoid Valve	2021	01/05/2021	$10,814.55	$10,814.55	$974.56	$11,789.11	Reinstatement	$11,789.11
Queenstown Lakes District Council	Queenstown Lakes District, Otago	10194842	10189921		{6C274D90-C836-4719-A45B-E4A9127BB73A}	2125 CARDRONA VALLEY ROAD RD 2 WANAKA 9382	Aib-24	Sewerage	Miscellaneous	Sump	2021	01/05/2021	$9,214.86	$9,214.86	$830.40	$10,045.26	Reinstatement	$10,045.26
Queenstown Lakes District Council	Queenstown Lakes District, Otago	10194844	10189921		{6C274D90-C836-4719-A45B-E4A9127BB73A}	2125 CARDRONA VALLEY ROAD RD 2 WANAKA 9382	Aib-24	Sewerage	Electrical Equipment	Telemetry	2021	01/05/2021	$28,961.00	$28,961.00	$2,609.83	$31,570.83	Reinstatement	$31,570.83
Queenstown Lakes District Council	Queenstown Lakes District, Otago	10194845	10189921		{6C274D90-C836-4719-A45B-E4A9127BB73A}	2125 CARDRONA VALLEY ROAD RD 2 WANAKA 9382	Aib-24	Sewerage	Electrical Equipment	Temperature Indicato	2021	01/05/2021	$249.96	$249.96	$22.53	$272.48	Reinstatement	$272.48
Queenstown Lakes District Council	Queenstown Lakes District, Otago	10194846	10189921		{6C274D90-C836-4719-A45B-E4A9127BB73A}	2125 CARDRONA VALLEY ROAD RD 2 WANAKA 9382	Aib-24	Sewerage	Electrical Equipment	Temperature Indicato	2021	01/05/2021	$4,082.54	$4,082.54	$367.90	$4,450.44	Reinstatement	$4,450.44
Queenstown Lakes District Council	Queenstown Lakes District, Otago	10194847	10189921		{6C274D90-C836-4719-A45B-E4A9127BB73A}	2125 CARDRONA VALLEY ROAD RD 2 WANAKA 9382	Aib-24	Sewerage	Electrical Equipment	Temperature Indicato	2021	01/05/2021	$4,082.54	$4,082.54	$367.90	$4,450.44	Reinstatement	$4,450.44
Queenstown Lakes District Council	Queenstown Lakes District, Otago	10144196	10142560	210299	{651DED27-2CF7-4E8C-9EBE-4D1D6ADF66AA}	WILLOW PLACE	Aib-24	Sewerage	Structures	Chamber Lid	2009	01/10/2009	$0.00	$0.00	$0.00	$0.00	Indemnity	$0.00
Queenstown Lakes District Council	Queenstown Lakes District, Otago	10194848	10189921		{6C274D90-C836-4719-A45B-E4A9127BB73A}	2125 CARDRONA VALLEY ROAD RD 2 WANAKA 9382	Aib-24	Sewerage	Electrical Equipment	Temperature Element	2021	01/05/2021	$399.93	$399.93	$36.04	$435.97	Reinstatement	$435.97
Queenstown Lakes District Council	Queenstown Lakes District, Otago	10194849	10189921		{6C274D90-C836-4719-A45B-E4A9127BB73A}	2125 CARDRONA VALLEY ROAD RD 2 WANAKA 9382	Aib-24	Sewerage	Structures	Tank	2021	01/05/2021	$2,659,961.48	$2,659,961.48	$239,703.51	$2,899,664.99	Reinstatement	$2,899,664.99
Queenstown Lakes District Council	Queenstown Lakes District, Otago	10194850	10189921		{6C274D90-C836-4719-A45B-E4A9127BB73A}	2125 CARDRONA VALLEY ROAD RD 2 WANAKA 9382	Aib-24	Sewerage	Structures	Tank	2021	01/05/2021	$7,965.10	$7,965.10	$717.78	$8,682.88	Reinstatement	$8,682.88
Queenstown Lakes District Council	Queenstown Lakes District, Otago	10194851	10189921		{6C274D90-C836-4719-A45B-E4A9127BB73A}	2125 CARDRONA VALLEY ROAD RD 2 WANAKA 9382	Aib-24	Sewerage	Structures	Tank	2021	01/05/2021	$433.25	$433.25	$39.04	$472.29	Reinstatement	$472.29
Queenstown Lakes District Council	Queenstown Lakes District, Otago	10194852	10189921		{6C274D90-C836-4719-A45B-E4A9127BB73A}	2125 CARDRONA VALLEY ROAD RD 2 WANAKA 9382	Aib-24	Sewerage	Structures	Tank	2021	01/11/2021	$22,745.56	$22,745.56	$2,049.73	$24,795.29	Reinstatement	$24,795.29
Queenstown Lakes District Council	Queenstown Lakes District, Otago	10194853	10189921		{6C274D90-C836-4719-A45B-E4A9127BB73A}	2125 CARDRONA VALLEY ROAD RD 2 WANAKA 9382	Aib-24	Sewerage	Structures	Tank	2021	01/11/2021	$22,745.56	$22,745.56	$2,049.73	$24,795.29	Reinstatement	$24,795.29
Queenstown Lakes District Council	Queenstown Lakes District, Otago	10194854	10189921		{6C274D90-C836-4719-A45B-E4A9127BB73A}	2125 CARDRONA VALLEY ROAD RD 2 WANAKA 9382	Aib-24	Sewerage	Miscellaneous	Trailer	2021	01/05/2021	$6,232.11	$6,232.11	$561.61	$6,793.72	Reinstatement	$6,793.72
Queenstown Lakes District Council	Queenstown Lakes District, Otago	10194855	10189921		{6C274D90-C836-4719-A45B-E4A9127BB73A}	2125 CARDRONA VALLEY ROAD RD 2 WANAKA 9382	Aib-24	Sewerage	Electrical Equipment	Turbidity Meter	2021	01/11/2021	$23,162.14	$23,162.14	$2,087.27	$25,249.41	Reinstatement	$25,249.41
Queenstown Lakes District Council	Queenstown Lakes District, Otago	10194856	10189921		{6C274D90-C836-4719-A45B-E4A9127BB73A}	2125 CARDRONA VALLEY ROAD RD 2 WANAKA 9382	Aib-24	Sewerage	Electrical Equipment	Uninterrupted Power	2021	01/05/2021	$13,314.05	$13,314.05	$1,199.80	$14,513.86	Reinstatement	$14,513.86
Queenstown Lakes District Council	Queenstown Lakes District, Otago	10194857	10189921		{6C274D90-C836-4719-A45B-E4A9127BB73A}	2125 CARDRONA VALLEY ROAD RD 2 WANAKA 9382	Aib-24	Sewerage	Electrical Equipment	UV System	2021	01/05/2021	$5,065.67	$5,065.67	$456.50	$5,522.17	Reinstatement	$5,522.17
Queenstown Lakes District Council	Queenstown Lakes District, Otago	10194858	10189921		{6C274D90-C836-4719-A45B-E4A9127BB73A}	2125 CARDRONA VALLEY ROAD RD 2 WANAKA 9382	Aib-24	Sewerage	Electrical Equipment	Variable Speed Drive	2021	01/05/2021	$28,961.00	$28,961.00	$2,609.83	$31,570.83	Reinstatement	$31,570.83
Queenstown Lakes District Council	Queenstown Lakes District, Otago	10194859	10189921		{6C274D90-C836-4719-A45B-E4A9127BB73A}	2125 CARDRONA VALLEY ROAD RD 2 WANAKA 9382	Aib-24	Sewerage	Electrical Equipment	Variable Speed Drive	2021	01/05/2021	$28,961.00	$28,961.00	$2,609.83	$31,570.83	Reinstatement	$31,570.83
Queenstown Lakes District Council	Queenstown Lakes District, Otago	10194860	10189921		{6C274D90-C836-4719-A45B-E4A9127BB73A}	2125 CARDRONA VALLEY ROAD RD 2 WANAKA 9382	Aib-24	Sewerage	Electrical Equipment	Variable Speed Drive	2021	01/05/2021	$21,712.42	$21,712.42	$1,956.62	$23,669.04	Reinstatement	$23,669.04
Queenstown Lakes District Council	Queenstown Lakes District, Otago	10194861	10189921		{6C274D90-C836-4719-A45B-E4A9127BB73A}	2125 CARDRONA VALLEY ROAD RD 2 WANAKA 9382	Aib-24	Sewerage	Electrical Equipment	Variable Speed Drive	2021	01/05/2021	$21,712.42	$21,712.42	$1,956.62	$23,669.04	Reinstatement	$23,669.04
Queenstown Lakes District Council	Queenstown Lakes District, Otago	10194862	10189921		{6C274D90-C836-4719-A45B-E4A9127BB73A}	2125 CARDRONA VALLEY ROAD RD 2 WANAKA 9382	Aib-24	Sewerage	Electrical Equipment	Variable Speed Drive	2021	01/05/2021	$4,349.14	$4,349.14	$391.92	$4,741.06	Reinstatement	$4,741.06
Queenstown Lakes District Council	Queenstown Lakes District, Otago	10194863	10189921		{6C274D90-C836-4719-A45B-E4A9127BB73A}	2125 CARDRONA VALLEY ROAD RD 2 WANAKA 9382	Aib-24	Sewerage	Structures	Well	2021	01/05/2021	$104,262.94	$104,262.94	$9,395.70	$113,658.64	Reinstatement	$113,658.64
Queenstown Lakes District Council	Queenstown Lakes District, Otago	10194864	10189921		{6C274D90-C836-4719-A45B-E4A9127BB73A}	2125 CARDRONA VALLEY ROAD RD 2 WANAKA 9382	Aib-24	Sewerage	Miscellaneous	Bin Skip	2021	01/05/2021	$766.51	$766.51	$69.07	$835.59	Reinstatement	$835.59
Queenstown Lakes District Council	Queenstown Lakes District, Otago	10194865	10189921		{6C274D90-C836-4719-A45B-E4A9127BB73A}	2125 CARDRONA VALLEY ROAD RD 2 WANAKA 9382	Aib-24	Sewerage	Electrical Equipment	Control Panel	2021	01/05/2021	$488,571.15	$488,571.15	$44,027.79	$532,598.93	Reinstatement	$532,598.93
Queenstown Lakes District Council	Queenstown Lakes District, Otago	10194868	10189921		{6C274D90-C836-4719-A45B-E4A9127BB73A}	2125 CARDRONA VALLEY ROAD RD 2 WANAKA 9382	Aib-24	Sewerage	Electrical Equipment	Flow Indicator Contr	2021	01/05/2021	$9,948.05	$9,948.05	$896.47	$10,844.52	Reinstatement	$10,844.52
Queenstown Lakes District Council	Queenstown Lakes District, Otago	10194869	10189921		{6C274D90-C836-4719-A45B-E4A9127BB73A}	2125 CARDRONA VALLEY ROAD RD 2 WANAKA 9382	Aib-24	Sewerage	Flow Meter	Flowmeter	2021	01/05/2021	$30,960.61	$30,960.61	$2,790.03	$33,750.63	Reinstatement	$33,750.63
Queenstown Lakes District Council	Queenstown Lakes District, Otago	10194870	10189921		{6C274D90-C836-4719-A45B-E4A9127BB73A}	2125 CARDRONA VALLEY ROAD RD 2 WANAKA 9382	Aib-24	Sewerage	TPBS Valves	Isolating Valve	2021	01/05/2021	$516.57	$516.57	$46.55	$563.12	Reinstatement	$563.12
Queenstown Lakes District Council	Queenstown Lakes District, Otago	10194871	10189921		{6C274D90-C836-4719-A45B-E4A9127BB73A}	2125 CARDRONA VALLEY ROAD RD 2 WANAKA 9382	Aib-24	Sewerage	TPBS Valves	Isolating Valve	2021	01/05/2021	$516.57	$516.57	$46.55	$563.12	Reinstatement	$563.12
Queenstown Lakes District Council	Queenstown Lakes District, Otago	10194872	10189921		{6C274D90-C836-4719-A45B-E4A9127BB73A}	2125 CARDRONA VALLEY ROAD RD 2 WANAKA 9382	Aib-24	Sewerage	TPBS Valves	Isolating Valve	2021	01/05/2021	$516.57	$516.57	$46.55	$563.12	Reinstatement	$563.12
Queenstown Lakes District Council	Queenstown Lakes District, Otago	10194873	10189921		{6C274D90-C836-4719-A45B-E4A9127BB73A}	2125 CARDRONA VALLEY ROAD RD 2 WANAKA 9382	Aib-24	Sewerage	TPBS Valves	Isolating Valve	2021	01/05/2021	$516.57	$516.57	$46.55	$563.12	Reinstatement	$563.12
Queenstown Lakes District Council	Queenstown Lakes District, Otago	10194874	10189921		{6C274D90-C836-4719-A45B-E4A9127BB73A}	2125 CARDRONA VALLEY ROAD RD 2 WANAKA 9382	Aib-24	Sewerage	TPBS Valves	Isolating Valve	2021	01/05/2021	$516.57	$516.57	$46.55	$563.12	Reinstatement	$563.12
Queenstown Lakes District Council	Queenstown Lakes District, Otago	10194875	10189921		{6C274D90-C836-4719-A45B-E4A9127BB73A}	2125 CARDRONA VALLEY ROAD RD 2 WANAKA 9382	Aib-24	Sewerage	Electrical Equipment	Limit Switch	2021	01/05/2021	$8,531.67	$8,531.67	$768.83	$9,300.50	Reinstatement	$9,300.50
Queenstown Lakes District Council	Queenstown Lakes District, Otago	10194876	10189921		{6C274D90-C836-4719-A45B-E4A9127BB73A}	2125 CARDRONA VALLEY ROAD RD 2 WANAKA 9382	Aib-24	Sewerage	TPBS Valves	Valve	2021	01/05/2021	$27,994.53	$27,994.53	$2,522.74	$30,517.26	Reinstatement	$30,517.26
Queenstown Lakes District Council	Queenstown Lakes District, Otago	10194877	10189921		{6C274D90-C836-4719-A45B-E4A9127BB73A}	2125 CARDRONA VALLEY ROAD RD 2 WANAKA 9382	Aib-24	Sewerage	TPBS Valves	Valve	2021	01/05/2021	$27,994.53	$27,994.53	$2,522.74	$30,517.26	Reinstatement	$30,517.26
Queenstown Lakes District Council	Queenstown Lakes District, Otago	10194878	10189921		{6C274D90-C836-4719-A45B-E4A9127BB73A}	2125 CARDRONA VALLEY ROAD RD 2 WANAKA 9382	Aib-24	Sewerage	Pipework	Pipework	2021	01/05/2021	$72,402.51	$72,402.51	$6,524.58	$78,927.09	Reinstatement	$78,927.09
Queenstown Lakes District Council	Queenstown Lakes District, Otago	10194879	10189921		{6C274D90-C836-4719-A45B-E4A9127BB73A}	2125 CARDRONA VALLEY ROAD RD 2 WANAKA 9382	Aib-24	Sewerage	Pipework	Pipework	2021	01/05/2021	$28,961.00	$28,961.00	$2,609.83	$31,570.83	Reinstatement	$31,570.83
Queenstown Lakes District Council	Queenstown Lakes District, Otago	10194880	10189921		{6C274D90-C836-4719-A45B-E4A9127BB73A}	2125 CARDRONA VALLEY ROAD RD 2 WANAKA 9382	Aib-24	Sewerage	Pipework	Pipework	2021	01/05/2021	$14,480.49	$14,480.49	$1,304.92	$15,785.41	Reinstatement	$15,785.41
Queenstown Lakes District Council	Queenstown Lakes District, Otago	10194881	10189921		{6C274D90-C836-4719-A45B-E4A9127BB73A}	2125 CARDRONA VALLEY ROAD RD 2 WANAKA 9382	Aib-24	Sewerage	Pipework	Pipework	2021	01/05/2021	$14,480.49	$14,480.49	$1,304.92	$15,785.41	Reinstatement	$15,785.41
Queenstown Lakes District Council	Queenstown Lakes District, Otago	10194882	10189921		{6C274D90-C836-4719-A45B-E4A9127BB73A}	2125 CARDRONA VALLEY ROAD RD 2 WANAKA 9382	Aib-24	Sewerage	Pipework	Pipework	2021	01/05/2021	$14,480.49	$14,480.49	$1,304.92	$15,785.41	Reinstatement	$15,785.41
Queenstown Lakes District Council	Queenstown Lakes District, Otago	10194883	10189921		{6C274D90-C836-4719-A45B-E4A9127BB73A}	2125 CARDRONA VALLEY ROAD RD 2 WANAKA 9382	Aib-24	Sewerage	Pipework	Pipework	2021	01/05/2021	$115,844.01	$115,844.01	$10,439.33	$126,283.34	Reinstatement	$126,283.34
Queenstown Lakes District Council	Queenstown Lakes District, Otago	10194884	10189921		{6C274D90-C836-4719-A45B-E4A9127BB73A}	2125 CARDRONA VALLEY ROAD RD 2 WANAKA 9382	Aib-24	Sewerage	Pipework	Pipework	2021	01/05/2021	$43,441.50	$43,441.50	$3,914.75	$47,356.24	Reinstatement	$47,356.24
Queenstown Lakes District Council	Queenstown Lakes District, Otago	10194885	10189921		{6C274D90-C836-4719-A45B-E4A9127BB73A}	2125 CARDRONA VALLEY ROAD RD 2 WANAKA 9382	Aib-24	Sewerage	Pipework	Pipework	2021	01/05/2021	$26,061.57	$26,061.57	$2,348.55	$28,410.12	Reinstatement	$28,410.12
Queenstown Lakes District Council	Queenstown Lakes District, Otago	10194886	10189921		{6C274D90-C836-4719-A45B-E4A9127BB73A}	2125 CARDRONA VALLEY ROAD RD 2 WANAKA 9382	Aib-24	Sewerage	Pipework	Pipework	2021	01/05/2021	$28,961.00	$28,961.00	$2,609.83	$31,570.83	Reinstatement	$31,570.83
Queenstown Lakes District Council	Queenstown Lakes District, Otago	10194887	10189921		{6C274D90-C836-4719-A45B-E4A9127BB73A}	2125 CARDRONA VALLEY ROAD RD 2 WANAKA 9382	Aib-24	Sewerage	Pipework	Pipework	2021	01/05/2021	$23,162.14	$23,162.14	$2,087.27	$25,249.41	Reinstatement	$25,249.41
Queenstown Lakes District Council	Queenstown Lakes District, Otago	10194888	10189921		{6C274D90-C836-4719-A45B-E4A9127BB73A}	2125 CARDRONA VALLEY ROAD RD 2 WANAKA 9382	Aib-24	Sewerage	Structures	Mechanical Screen	2021	01/05/2021	$496,536.25	$496,536.25	$44,745.57	$541,281.81	Reinstatement	$541,281.81
Queenstown Lakes District Council	Queenstown Lakes District, Otago	10194889	10189921		{6C274D90-C836-4719-A45B-E4A9127BB73A}	2125 CARDRONA VALLEY ROAD RD 2 WANAKA 9382	Aib-24	Sewerage	TPBS Valves	Valve	2021	01/05/2021	$19,996.10	$19,996.10	$1,801.96	$21,798.06	Reinstatement	$21,798.06
Queenstown Lakes District Council	Queenstown Lakes District, Otago	10194890	10189921		{6C274D90-C836-4719-A45B-E4A9127BB73A}	2125 CARDRONA VALLEY ROAD RD 2 WANAKA 9382	Aib-24	Sewerage	TPBS Valves	Valve	2021	01/05/2021	$2,566.15	$2,566.15	$231.25	$2,797.40	Reinstatement	$2,797.40
Queenstown Lakes District Council	Queenstown Lakes District, Otago	10194891	10189921		{6C274D90-C836-4719-A45B-E4A9127BB73A}	2125 CARDRONA VALLEY ROAD RD 2 WANAKA 9382	Aib-24	Sewerage	TPBS Valves	Valve	2021	01/06/2021	$366.59	$366.59	$33.04	$399.62	Reinstatement	$399.62
Queenstown Lakes District Council	Queenstown Lakes District, Otago	10194892	10189921		{6C274D90-C836-4719-A45B-E4A9127BB73A}	2125 CARDRONA VALLEY ROAD RD 2 WANAKA 9382	Aib-24	Sewerage	TPBS Valves	Valve	2021	01/05/2021	$19,996.10	$19,996.10	$1,801.96	$21,798.06	Reinstatement	$21,798.06
Queenstown Lakes District Council	Queenstown Lakes District, Otago	10194893	10189921		{6C274D90-C836-4719-A45B-E4A9127BB73A}	2125 CARDRONA VALLEY ROAD RD 2 WANAKA 9382	Aib-24	Sewerage	TPBS Valves	Solenoid Valve	2021	01/05/2021	$1,283.08	$1,283.08	$115.63	$1,398.71	Reinstatement	$1,398.71
Queenstown Lakes District Council	Queenstown Lakes District, Otago	10194894	10189921		{6C274D90-C836-4719-A45B-E4A9127BB73A}	2125 CARDRONA VALLEY ROAD RD 2 WANAKA 9382	Aib-24	Sewerage	TPBS Valves	Solenoid Valve	2021	01/05/2021	$1,283.08	$1,283.08	$115.63	$1,398.71	Reinstatement	$1,398.71
Queenstown Lakes District Council	Queenstown Lakes District, Otago	10194895	10189921		{6C274D90-C836-4719-A45B-E4A9127BB73A}	2125 CARDRONA VALLEY ROAD RD 2 WANAKA 9382	Aib-24	Sewerage	TPBS Valves	Solenoid Valve	2021	01/05/2021	$1,283.08	$1,283.08	$115.63	$1,398.71	Reinstatement	$1,398.71
Queenstown Lakes District Council	Queenstown Lakes District, Otago	10194896	10189921		{6C274D90-C836-4719-A45B-E4A9127BB73A}	2125 CARDRONA VALLEY ROAD RD 2 WANAKA 9382	Aib-24	Sewerage	TPBS Valves	Solenoid Valve	2021	01/05/2021	$1,283.08	$1,283.08	$115.63	$1,398.71	Reinstatement	$1,398.71
Queenstown Lakes District Council	Queenstown Lakes District, Otago	10194897	10189921		{6C274D90-C836-4719-A45B-E4A9127BB73A}	2125 CARDRONA VALLEY ROAD RD 2 WANAKA 9382	Aib-24	Sewerage	Blower	Air Blower	2021	01/05/2021	$9,298.19	$9,298.19	$837.91	$10,136.10	Reinstatement	$10,136.10
Queenstown Lakes District Council	Queenstown Lakes District, Otago	10194898	10189921		{6C274D90-C836-4719-A45B-E4A9127BB73A}	2125 CARDRONA VALLEY ROAD RD 2 WANAKA 9382	Aib-24	Sewerage	Blower	Air Blower	2021	01/05/2021	$31,960.42	$31,960.42	$2,880.13	$34,840.55	Reinstatement	$34,840.55
Queenstown Lakes District Council	Queenstown Lakes District, Otago	10194899	10189921		{6C274D90-C836-4719-A45B-E4A9127BB73A}	2125 CARDRONA VALLEY ROAD RD 2 WANAKA 9382	Aib-24	Sewerage	Blower	Air Blower	2021	01/05/2021	$31,960.42	$31,960.42	$2,880.13	$34,840.55	Reinstatement	$34,840.55
Queenstown Lakes District Council	Queenstown Lakes District, Otago	10194900	10189921		{6C274D90-C836-4719-A45B-E4A9127BB73A}	2125 CARDRONA VALLEY ROAD RD 2 WANAKA 9382	Aib-24	Sewerage	Blower	Air Blower	2021	01/05/2021	$31,960.42	$31,960.42	$2,880.13	$34,840.55	Reinstatement	$34,840.55
Queenstown Lakes District Council	Queenstown Lakes District, Otago	10194901	10189921		{6C274D90-C836-4719-A45B-E4A9127BB73A}	2125 CARDRONA VALLEY ROAD RD 2 WANAKA 9382	Aib-24	Sewerage	Electrical Equipment	Analyser Indicator C	2021	01/05/2021	$12,847.48	$12,847.48	$1,157.76	$14,005.23	Reinstatement	$14,005.23
Queenstown Lakes District Council	Queenstown Lakes District, Otago	10194902	10189921		{6C274D90-C836-4719-A45B-E4A9127BB73A}	2125 CARDRONA VALLEY ROAD RD 2 WANAKA 9382	Aib-24	Sewerage	Electrical Equipment	Analyser Indicator C	2021	01/05/2021	$12,847.48	$12,847.48	$1,157.76	$14,005.23	Reinstatement	$14,005.23
Queenstown Lakes District Council	Queenstown Lakes District, Otago	10194903	10189921		{6C274D90-C836-4719-A45B-E4A9127BB73A}	2125 CARDRONA VALLEY ROAD RD 2 WANAKA 9382	Aib-24	Sewerage	Electrical Equipment	Analyser Indicator C	2021	01/05/2021	$18,862.97	$18,862.97	$1,699.84	$20,562.82	Reinstatement	$20,562.82
Queenstown Lakes District Council	Queenstown Lakes District, Otago	10194904	10189921		{6C274D90-C836-4719-A45B-E4A9127BB73A}	2125 CARDRONA VALLEY ROAD RD 2 WANAKA 9382	Aib-24	Sewerage	TPBS Valves	Air Bleed Valve	2021	01/05/2021	$633.20	$633.20	$57.06	$690.26	Reinstatement	$690.26
Queenstown Lakes District Council	Queenstown Lakes District, Otago	10194906	10189921		{6C274D90-C836-4719-A45B-E4A9127BB73A}	2125 CARDRONA VALLEY ROAD RD 2 WANAKA 9382	Aib-24	Sewerage	TPBS Valves	Air Bleed Valve	2021	01/05/2021	$633.20	$633.20	$57.06	$690.26	Reinstatement	$690.26
Queenstown Lakes District Council	Queenstown Lakes District, Otago	10194910	10189921		{6C274D90-C836-4719-A45B-E4A9127BB73A}	2125 CARDRONA VALLEY ROAD RD 2 WANAKA 9382	Aib-24	Sewerage	Miscellaneous	Bunker	2021	01/05/2021	$12,980.79	$12,980.79	$1,169.77	$14,150.56	Reinstatement	$14,150.56
Queenstown Lakes District Council	Queenstown Lakes District, Otago	10194911	10189921		{6C274D90-C836-4719-A45B-E4A9127BB73A}	2125 CARDRONA VALLEY ROAD RD 2 WANAKA 9382	Aib-24	Sewerage	Electrical Equipment	Control Panel	2021	01/05/2021	$170,866.60	$170,866.60	$15,397.71	$186,264.31	Reinstatement	$186,264.31
Queenstown Lakes District Council	Queenstown Lakes District, Otago	10194912	10189921		{6C274D90-C836-4719-A45B-E4A9127BB73A}	2125 CARDRONA VALLEY ROAD RD 2 WANAKA 9382	Aib-24	Sewerage	Electrical Equipment	Control Panel	2021	01/05/2021	$49,240.37	$49,240.37	$4,437.32	$53,677.69	Reinstatement	$53,677.69
Queenstown Lakes District Council	Queenstown Lakes District, Otago	10194913	10189921		{6C274D90-C836-4719-A45B-E4A9127BB73A}	2125 CARDRONA VALLEY ROAD RD 2 WANAKA 9382	Aib-24	Sewerage	Miscellaneous	Chemical Storage Tan	2021	01/05/2021	$12,880.82	$12,880.82	$1,160.76	$14,041.58	Reinstatement	$14,041.58
Queenstown Lakes District Council	Queenstown Lakes District, Otago	10194915	10189921		{6C274D90-C836-4719-A45B-E4A9127BB73A}	2125 CARDRONA VALLEY ROAD RD 2 WANAKA 9382	Aib-24	Sewerage	Miscellaneous	Chemical Storage Tan	2021	01/05/2021	$299.94	$299.94	$27.03	$326.97	Reinstatement	$326.97
Queenstown Lakes District Council	Queenstown Lakes District, Otago	10194916	10189921		{6C274D90-C836-4719-A45B-E4A9127BB73A}	2125 CARDRONA VALLEY ROAD RD 2 WANAKA 9382	Aib-24	Sewerage	Miscellaneous	Chemical Storage Tan	2021	01/05/2021	$299.94	$299.94	$27.03	$326.97	Reinstatement	$326.97
Queenstown Lakes District Council	Queenstown Lakes District, Otago	10194917	10189921		{6C274D90-C836-4719-A45B-E4A9127BB73A}	2125 CARDRONA VALLEY ROAD RD 2 WANAKA 9382	Aib-24	Sewerage	Misc	Decanter	2021	01/05/2021	$46,124.32	$46,124.32	$4,156.51	$50,280.83	Reinstatement	$50,280.83
Queenstown Lakes District Council	Queenstown Lakes District, Otago	10194918	10189921		{6C274D90-C836-4719-A45B-E4A9127BB73A}	2125 CARDRONA VALLEY ROAD RD 2 WANAKA 9382	Aib-24	Sewerage	Misc	Decanter	2021	01/05/2021	$862,098.09	$862,098.09	$77,688.32	$939,786.41	Reinstatement	$939,786.41
Queenstown Lakes District Council	Queenstown Lakes District, Otago	10194919	10189921		{6C274D90-C836-4719-A45B-E4A9127BB73A}	2125 CARDRONA VALLEY ROAD RD 2 WANAKA 9382	Aib-24	Sewerage	Misc	Decanter	2021	01/05/2021	$46,124.32	$46,124.32	$4,156.51	$50,280.83	Reinstatement	$50,280.83
Queenstown Lakes District Council	Queenstown Lakes District, Otago	10194922	10189921		{6C274D90-C836-4719-A45B-E4A9127BB73A}	2125 CARDRONA VALLEY ROAD RD 2 WANAKA 9382	Aib-24	Sewerage	Electrical Equipment	DO Meter	2021	01/05/2021	$9,698.09	$9,698.09	$873.95	$10,572.04	Reinstatement	$10,572.04
Queenstown Lakes District Council	Queenstown Lakes District, Otago	10194923	10189921		{6C274D90-C836-4719-A45B-E4A9127BB73A}	2125 CARDRONA VALLEY ROAD RD 2 WANAKA 9382	Aib-24	Sewerage	Electrical Equipment	DO Meter	2021	01/05/2021	$9,698.09	$9,698.09	$873.95	$10,572.04	Reinstatement	$10,572.04
Queenstown Lakes District Council	Queenstown Lakes District, Otago	10194924	10189921		{6C274D90-C836-4719-A45B-E4A9127BB73A}	2125 CARDRONA VALLEY ROAD RD 2 WANAKA 9382	Aib-24	Sewerage	Fan	Fan	2021	01/05/2021	$1,049.80	$1,049.80	$94.60	$1,144.40	Reinstatement	$1,144.40
Queenstown Lakes District Council	Queenstown Lakes District, Otago	10194927	10189921		{6C274D90-C836-4719-A45B-E4A9127BB73A}	2125 CARDRONA VALLEY ROAD RD 2 WANAKA 9382	Aib-24	Sewerage	Electrical Equipment	Float Switch	2021	01/05/2021	$1,599.68	$1,599.68	$144.16	$1,743.83	Reinstatement	$1,743.83
Queenstown Lakes District Council	Queenstown Lakes District, Otago	10194928	10189921		{6C274D90-C836-4719-A45B-E4A9127BB73A}	2125 CARDRONA VALLEY ROAD RD 2 WANAKA 9382	Aib-24	Sewerage	Electrical Equipment	Flow Switch	2021	01/05/2021	$7,181.93	$7,181.93	$647.20	$7,829.13	Reinstatement	$7,829.13
Queenstown Lakes District Council	Queenstown Lakes District, Otago	10194933	10189921		{6C274D90-C836-4719-A45B-E4A9127BB73A}	2125 CARDRONA VALLEY ROAD RD 2 WANAKA 9382	Aib-24	Sewerage	TPBS Valves	Isolating Valve	2021	01/05/2021	$316.61	$316.61	$28.53	$345.14	Reinstatement	$345.14
Queenstown Lakes District Council	Queenstown Lakes District, Otago	10194934	10189921		{6C274D90-C836-4719-A45B-E4A9127BB73A}	2125 CARDRONA VALLEY ROAD RD 2 WANAKA 9382	Aib-24	Sewerage	TPBS Valves	Isolating Valve	2021	01/05/2021	$366.59	$366.59	$33.04	$399.62	Reinstatement	$399.62
Queenstown Lakes District Council	Queenstown Lakes District, Otago	10194935	10189921		{6C274D90-C836-4719-A45B-E4A9127BB73A}	2125 CARDRONA VALLEY ROAD RD 2 WANAKA 9382	Aib-24	Sewerage	TPBS Valves	Isolating Valve	2021	01/05/2021	$316.61	$316.61	$28.53	$345.14	Reinstatement	$345.14
Queenstown Lakes District Council	Queenstown Lakes District, Otago	10194936	10189921		{6C274D90-C836-4719-A45B-E4A9127BB73A}	2125 CARDRONA VALLEY ROAD RD 2 WANAKA 9382	Aib-24	Sewerage	TPBS Valves	Isolating Valve	2021	01/05/2021	$366.59	$366.59	$33.04	$399.62	Reinstatement	$399.62
Queenstown Lakes District Council	Queenstown Lakes District, Otago	10194937	10189921		{6C274D90-C836-4719-A45B-E4A9127BB73A}	2125 CARDRONA VALLEY ROAD RD 2 WANAKA 9382	Aib-24	Sewerage	TPBS Valves	Isolating Valve	2021	01/05/2021	$316.61	$316.61	$28.53	$345.14	Reinstatement	$345.14
Queenstown Lakes District Council	Queenstown Lakes District, Otago	10194938	10189921		{6C274D90-C836-4719-A45B-E4A9127BB73A}	2125 CARDRONA VALLEY ROAD RD 2 WANAKA 9382	Aib-24	Sewerage	TPBS Valves	Isolating Valve	2021	01/05/2021	$366.59	$366.59	$33.04	$399.62	Reinstatement	$399.62
Queenstown Lakes District Council	Queenstown Lakes District, Otago	10194939	10189921		{6C274D90-C836-4719-A45B-E4A9127BB73A}	2125 CARDRONA VALLEY ROAD RD 2 WANAKA 9382	Aib-24	Sewerage	TPBS Valves	Isolating Valve	2021	01/05/2021	$483.23	$483.23	$43.55	$526.78	Reinstatement	$526.78
Queenstown Lakes District Council	Queenstown Lakes District, Otago	10194940	10189921		{6C274D90-C836-4719-A45B-E4A9127BB73A}	2125 CARDRONA VALLEY ROAD RD 2 WANAKA 9382	Aib-24	Sewerage	TPBS Valves	Isolating Valve	2021	01/05/2021	$516.57	$516.57	$46.55	$563.12	Reinstatement	$563.12
Queenstown Lakes District Council	Queenstown Lakes District, Otago	10194941	10189921		{6C274D90-C836-4719-A45B-E4A9127BB73A}	2125 CARDRONA VALLEY ROAD RD 2 WANAKA 9382	Aib-24	Sewerage	TPBS Valves	Isolating Valve	2021	01/05/2021	$516.57	$516.57	$46.55	$563.12	Reinstatement	$563.12
Queenstown Lakes District Council	Queenstown Lakes District, Otago	10194942	10189921		{6C274D90-C836-4719-A45B-E4A9127BB73A}	2125 CARDRONA VALLEY ROAD RD 2 WANAKA 9382	Aib-24	Sewerage	TPBS Valves	Isolating Valve	2021	01/05/2021	$483.23	$483.23	$43.55	$526.78	Reinstatement	$526.78
Queenstown Lakes District Council	Queenstown Lakes District, Otago	10194943	10189921		{6C274D90-C836-4719-A45B-E4A9127BB73A}	2125 CARDRONA VALLEY ROAD RD 2 WANAKA 9382	Aib-24	Sewerage	TPBS Valves	Isolating Valve	2021	01/05/2021	$483.23	$483.23	$43.55	$526.78	Reinstatement	$526.78
Queenstown Lakes District Council	Queenstown Lakes District, Otago	10194944	10189921		{6C274D90-C836-4719-A45B-E4A9127BB73A}	2125 CARDRONA VALLEY ROAD RD 2 WANAKA 9382	Aib-24	Sewerage	TPBS Valves	Isolating Valve	2021	01/05/2021	$516.57	$516.57	$46.55	$563.12	Reinstatement	$563.12
Queenstown Lakes District Council	Queenstown Lakes District, Otago	10194945	10189921		{6C274D90-C836-4719-A45B-E4A9127BB73A}	2125 CARDRONA VALLEY ROAD RD 2 WANAKA 9382	Aib-24	Sewerage	TPBS Valves	Isolating Valve	2021	01/05/2021	$149.97	$149.97	$13.51	$163.48	Reinstatement	$163.48
Queenstown Lakes District Council	Queenstown Lakes District, Otago	10194946	10189921		{6C274D90-C836-4719-A45B-E4A9127BB73A}	2125 CARDRONA VALLEY ROAD RD 2 WANAKA 9382	Aib-24	Sewerage	TPBS Valves	Isolating Valve	2021	01/05/2021	$366.59	$366.59	$33.04	$399.62	Reinstatement	$399.62
Queenstown Lakes District Council	Queenstown Lakes District, Otago	10194947	10189921		{6C274D90-C836-4719-A45B-E4A9127BB73A}	2125 CARDRONA VALLEY ROAD RD 2 WANAKA 9382	Aib-24	Sewerage	TPBS Valves	Isolating Valve	2021	01/05/2021	$483.23	$483.23	$43.55	$526.78	Reinstatement	$526.78
Queenstown Lakes District Council	Queenstown Lakes District, Otago	10194948	10189921		{6C274D90-C836-4719-A45B-E4A9127BB73A}	2125 CARDRONA VALLEY ROAD RD 2 WANAKA 9382	Aib-24	Sewerage	TPBS Valves	Isolating Valve	2021	01/05/2021	$366.59	$366.59	$33.04	$399.62	Reinstatement	$399.62
Queenstown Lakes District Council	Queenstown Lakes District, Otago	10194949	10189921		{6C274D90-C836-4719-A45B-E4A9127BB73A}	2125 CARDRONA VALLEY ROAD RD 2 WANAKA 9382	Aib-24	Sewerage	TPBS Valves	Isolating Valve	2021	01/05/2021	$483.23	$483.23	$43.55	$526.78	Reinstatement	$526.78
Queenstown Lakes District Council	Queenstown Lakes District, Otago	10194950	10189921		{6C274D90-C836-4719-A45B-E4A9127BB73A}	2125 CARDRONA VALLEY ROAD RD 2 WANAKA 9382	Aib-24	Sewerage	TPBS Valves	Isolating Valve	2021	01/05/2021	$366.59	$366.59	$33.04	$399.62	Reinstatement	$399.62
Queenstown Lakes District Council	Queenstown Lakes District, Otago	10194951	10189921		{6C274D90-C836-4719-A45B-E4A9127BB73A}	2125 CARDRONA VALLEY ROAD RD 2 WANAKA 9382	Aib-24	Sewerage	TPBS Valves	Isolating Valve	2021	01/05/2021	$483.23	$483.23	$43.55	$526.78	Reinstatement	$526.78
Queenstown Lakes District Council	Queenstown Lakes District, Otago	10194952	10189921		{6C274D90-C836-4719-A45B-E4A9127BB73A}	2125 CARDRONA VALLEY ROAD RD 2 WANAKA 9382	Aib-24	Sewerage	TPBS Valves	Isolating Valve	2021	01/05/2021	$366.59	$366.59	$33.04	$399.62	Reinstatement	$399.62
Queenstown Lakes District Council	Queenstown Lakes District, Otago	10194953	10189921		{6C274D90-C836-4719-A45B-E4A9127BB73A}	2125 CARDRONA VALLEY ROAD RD 2 WANAKA 9382	Aib-24	Sewerage	TPBS Valves	Isolating Valve	2021	01/05/2021	$633.20	$633.20	$57.06	$690.26	Reinstatement	$690.26
Queenstown Lakes District Council	Queenstown Lakes District, Otago	10194954	10189921		{6C274D90-C836-4719-A45B-E4A9127BB73A}	2125 CARDRONA VALLEY ROAD RD 2 WANAKA 9382	Aib-24	Sewerage	TPBS Valves	Isolating Valve	2021	01/05/2021	$366.59	$366.59	$33.04	$399.62	Reinstatement	$399.62
Queenstown Lakes District Council	Queenstown Lakes District, Otago	10194955	10189921		{6C274D90-C836-4719-A45B-E4A9127BB73A}	2125 CARDRONA VALLEY ROAD RD 2 WANAKA 9382	Aib-24	Sewerage	TPBS Valves	Isolating Valve	2021	01/05/2021	$366.59	$366.59	$33.04	$399.62	Reinstatement	$399.62
Queenstown Lakes District Council	Queenstown Lakes District, Otago	10194956	10189921		{6C274D90-C836-4719-A45B-E4A9127BB73A}	2125 CARDRONA VALLEY ROAD RD 2 WANAKA 9382	Aib-24	Sewerage	TPBS Valves	Isolating Valve	2021	01/05/2021	$633.20	$633.20	$57.06	$690.26	Reinstatement	$690.26
Queenstown Lakes District Council	Queenstown Lakes District, Otago	10194957	10189921		{6C274D90-C836-4719-A45B-E4A9127BB73A}	2125 CARDRONA VALLEY ROAD RD 2 WANAKA 9382	Aib-24	Sewerage	TPBS Valves	Isolating Valve	2021	01/05/2021	$366.59	$366.59	$33.04	$399.62	Reinstatement	$399.62
Queenstown Lakes District Council	Queenstown Lakes District, Otago	10194958	10189921		{6C274D90-C836-4719-A45B-E4A9127BB73A}	2125 CARDRONA VALLEY ROAD RD 2 WANAKA 9382	Aib-24	Sewerage	TPBS Valves	Isolating Valve	2021	01/05/2021	$633.20	$633.20	$57.06	$690.26	Reinstatement	$690.26
Queenstown Lakes District Council	Queenstown Lakes District, Otago	10194959	10189921		{6C274D90-C836-4719-A45B-E4A9127BB73A}	2125 CARDRONA VALLEY ROAD RD 2 WANAKA 9382	Aib-24	Sewerage	TPBS Valves	Isolating Valve	2021	01/05/2021	$516.57	$516.57	$46.55	$563.12	Reinstatement	$563.12
Queenstown Lakes District Council	Queenstown Lakes District, Otago	10194960	10189921		{6C274D90-C836-4719-A45B-E4A9127BB73A}	2125 CARDRONA VALLEY ROAD RD 2 WANAKA 9382	Aib-24	Sewerage	TPBS Valves	Isolating Valve	2021	01/05/2021	$633.20	$633.20	$57.06	$690.26	Reinstatement	$690.26
Queenstown Lakes District Council	Queenstown Lakes District, Otago	10194961	10189921		{6C274D90-C836-4719-A45B-E4A9127BB73A}	2125 CARDRONA VALLEY ROAD RD 2 WANAKA 9382	Aib-24	Sewerage	TPBS Valves	Isolating Valve	2021	01/05/2021	$516.57	$516.57	$46.55	$563.12	Reinstatement	$563.12
Queenstown Lakes District Council	Queenstown Lakes District, Otago	10194962	10189921		{6C274D90-C836-4719-A45B-E4A9127BB73A}	2125 CARDRONA VALLEY ROAD RD 2 WANAKA 9382	Aib-24	Sewerage	TPBS Valves	Isolating Valve	2021	01/05/2021	$633.20	$633.20	$57.06	$690.26	Reinstatement	$690.26
Queenstown Lakes District Council	Queenstown Lakes District, Otago	10194963	10189921		{6C274D90-C836-4719-A45B-E4A9127BB73A}	2125 CARDRONA VALLEY ROAD RD 2 WANAKA 9382	Aib-24	Sewerage	TPBS Valves	Isolating Valve	2021	01/05/2021	$516.57	$516.57	$46.55	$563.12	Reinstatement	$563.12
Queenstown Lakes District Council	Queenstown Lakes District, Otago	10194964	10189921		{6C274D90-C836-4719-A45B-E4A9127BB73A}	2125 CARDRONA VALLEY ROAD RD 2 WANAKA 9382	Aib-24	Sewerage	TPBS Valves	Isolating Valve	2021	01/05/2021	$633.20	$633.20	$57.06	$690.26	Reinstatement	$690.26
Queenstown Lakes District Council	Queenstown Lakes District, Otago	10194965	10189921		{6C274D90-C836-4719-A45B-E4A9127BB73A}	2125 CARDRONA VALLEY ROAD RD 2 WANAKA 9382	Aib-24	Sewerage	TPBS Valves	Isolating Valve	2021	01/05/2021	$516.57	$516.57	$46.55	$563.12	Reinstatement	$563.12
Queenstown Lakes District Council	Queenstown Lakes District, Otago	10144282	10142560	217007	{651DED27-2CF7-4E8C-9EBE-4D1D6ADF66AA}	WILLOW PLACE	Aib-24	Sewerage	Structures	Emergency Storage	2009	01/10/2009	$0.00	$0.00	$0.00	$0.00	Indemnity	$0.00
Queenstown Lakes District Council	Queenstown Lakes District, Otago	10194966	10189921		{6C274D90-C836-4719-A45B-E4A9127BB73A}	2125 CARDRONA VALLEY ROAD RD 2 WANAKA 9382	Aib-24	Sewerage	TPBS Valves	Isolating Valve	2021	01/05/2021	$633.20	$633.20	$57.06	$690.26	Reinstatement	$690.26
Queenstown Lakes District Council	Queenstown Lakes District, Otago	10194967	10189921		{6C274D90-C836-4719-A45B-E4A9127BB73A}	2125 CARDRONA VALLEY ROAD RD 2 WANAKA 9382	Aib-24	Sewerage	TPBS Valves	Isolating Valve	2021	01/05/2021	$149.97	$149.97	$13.51	$163.48	Reinstatement	$163.48
Queenstown Lakes District Council	Queenstown Lakes District, Otago	10194968	10189921		{6C274D90-C836-4719-A45B-E4A9127BB73A}	2125 CARDRONA VALLEY ROAD RD 2 WANAKA 9382	Aib-24	Sewerage	TPBS Valves	Isolating Valve	2021	01/05/2021	$1,049.80	$1,049.80	$94.60	$1,144.40	Reinstatement	$1,144.40
Queenstown Lakes District Council	Queenstown Lakes District, Otago	10194969	10189921		{6C274D90-C836-4719-A45B-E4A9127BB73A}	2125 CARDRONA VALLEY ROAD RD 2 WANAKA 9382	Aib-24	Sewerage	TPBS Valves	Isolating Valve	2021	01/05/2021	$1,049.80	$1,049.80	$94.60	$1,144.40	Reinstatement	$1,144.40
Queenstown Lakes District Council	Queenstown Lakes District, Otago	10144292	10142560	210280	{651DED27-2CF7-4E8C-9EBE-4D1D6ADF66AA}	WILLOW PLACE	Aib-24	Sewerage	Fan	Fan	2009	01/10/2009	$0.00	$0.00	$0.00	$0.00	Indemnity	$0.00
Queenstown Lakes District Council	Queenstown Lakes District, Otago	10194970	10189921		{6C274D90-C836-4719-A45B-E4A9127BB73A}	2125 CARDRONA VALLEY ROAD RD 2 WANAKA 9382	Aib-24	Sewerage	TPBS Valves	Isolating Valve	2021	01/05/2021	$1,049.80	$1,049.80	$94.60	$1,144.40	Reinstatement	$1,144.40
Queenstown Lakes District Council	Queenstown Lakes District, Otago	10194971	10189921		{6C274D90-C836-4719-A45B-E4A9127BB73A}	2125 CARDRONA VALLEY ROAD RD 2 WANAKA 9382	Aib-24	Sewerage	TPBS Valves	Isolating Valve	2021	01/05/2021	$149.97	$149.97	$13.51	$163.48	Reinstatement	$163.48
Queenstown Lakes District Council	Queenstown Lakes District, Otago	10194972	10189921		{6C274D90-C836-4719-A45B-E4A9127BB73A}	2125 CARDRONA VALLEY ROAD RD 2 WANAKA 9382	Aib-24	Sewerage	TPBS Valves	Isolating Valve	2021	01/05/2021	$149.97	$149.97	$13.51	$163.48	Reinstatement	$163.48
Queenstown Lakes District Council	Queenstown Lakes District, Otago	10194973	10189921		{6C274D90-C836-4719-A45B-E4A9127BB73A}	2125 CARDRONA VALLEY ROAD RD 2 WANAKA 9382	Aib-24	Sewerage	TPBS Valves	Isolating Valve	2021	01/05/2021	$149.97	$149.97	$13.51	$163.48	Reinstatement	$163.48
Queenstown Lakes District Council	Queenstown Lakes District, Otago	10194974	10189921		{6C274D90-C836-4719-A45B-E4A9127BB73A}	2125 CARDRONA VALLEY ROAD RD 2 WANAKA 9382	Aib-24	Sewerage	TPBS Valves	Isolating Valve	2021	01/05/2021	$149.97	$149.97	$13.51	$163.48	Reinstatement	$163.48
Queenstown Lakes District Council	Queenstown Lakes District, Otago	10194975	10189921		{6C274D90-C836-4719-A45B-E4A9127BB73A}	2125 CARDRONA VALLEY ROAD RD 2 WANAKA 9382	Aib-24	Sewerage	TPBS Valves	Isolating Valve	2021	01/05/2021	$149.97	$149.97	$13.51	$163.48	Reinstatement	$163.48
Queenstown Lakes District Council	Queenstown Lakes District, Otago	10194976	10189921		{6C274D90-C836-4719-A45B-E4A9127BB73A}	2125 CARDRONA VALLEY ROAD RD 2 WANAKA 9382	Aib-24	Sewerage	TPBS Valves	Isolating Valve	2021	01/05/2021	$316.61	$316.61	$28.53	$345.14	Reinstatement	$345.14
Queenstown Lakes District Council	Queenstown Lakes District, Otago	10194977	10189921		{6C274D90-C836-4719-A45B-E4A9127BB73A}	2125 CARDRONA VALLEY ROAD RD 2 WANAKA 9382	Aib-24	Sewerage	TPBS Valves	Isolating Valve	2021	01/05/2021	$316.61	$316.61	$28.53	$345.14	Reinstatement	$345.14
Queenstown Lakes District Council	Queenstown Lakes District, Otago	10194978	10189921		{6C274D90-C836-4719-A45B-E4A9127BB73A}	2125 CARDRONA VALLEY ROAD RD 2 WANAKA 9382	Aib-24	Sewerage	TPBS Valves	Isolating Valve	2021	01/05/2021	$316.61	$316.61	$28.53	$345.14	Reinstatement	$345.14
Queenstown Lakes District Council	Queenstown Lakes District, Otago	10194979	10189921		{6C274D90-C836-4719-A45B-E4A9127BB73A}	2125 CARDRONA VALLEY ROAD RD 2 WANAKA 9382	Aib-24	Sewerage	TPBS Valves	Isolating Valve	2021	01/05/2021	$316.61	$316.61	$28.53	$345.14	Reinstatement	$345.14
Queenstown Lakes District Council	Queenstown Lakes District, Otago	10194980	10189921		{6C274D90-C836-4719-A45B-E4A9127BB73A}	2125 CARDRONA VALLEY ROAD RD 2 WANAKA 9382	Aib-24	Sewerage	TPBS Valves	Isolating Valve	2021	01/05/2021	$633.20	$633.20	$57.06	$690.26	Reinstatement	$690.26
Queenstown Lakes District Council	Queenstown Lakes District, Otago	10194981	10189921		{6C274D90-C836-4719-A45B-E4A9127BB73A}	2125 CARDRONA VALLEY ROAD RD 2 WANAKA 9382	Aib-24	Sewerage	TPBS Valves	Isolating Valve	2021	01/05/2021	$483.23	$483.23	$43.55	$526.78	Reinstatement	$526.78
Queenstown Lakes District Council	Queenstown Lakes District, Otago	10194982	10189921		{6C274D90-C836-4719-A45B-E4A9127BB73A}	2125 CARDRONA VALLEY ROAD RD 2 WANAKA 9382	Aib-24	Sewerage	Electrical Equipment	Level Indicator	2021	01/05/2021	$2,866.11	$2,866.11	$258.28	$3,124.39	Reinstatement	$3,124.39
Queenstown Lakes District Council	Queenstown Lakes District, Otago	10194983	10189921		{6C274D90-C836-4719-A45B-E4A9127BB73A}	2125 CARDRONA VALLEY ROAD RD 2 WANAKA 9382	Aib-24	Sewerage	Electrical Equipment	Level Indicator	2021	01/05/2021	$2,516.17	$2,516.17	$226.75	$2,742.92	Reinstatement	$2,742.92
Queenstown Lakes District Council	Queenstown Lakes District, Otago	10194984	10189921		{6C274D90-C836-4719-A45B-E4A9127BB73A}	2125 CARDRONA VALLEY ROAD RD 2 WANAKA 9382	Aib-24	Sewerage	Electrical Equipment	Level Indicator	2021	01/05/2021	$2,232.90	$2,232.90	$201.22	$2,434.12	Reinstatement	$2,434.12
Queenstown Lakes District Council	Queenstown Lakes District, Otago	10194985	10189921		{6C274D90-C836-4719-A45B-E4A9127BB73A}	2125 CARDRONA VALLEY ROAD RD 2 WANAKA 9382	Aib-24	Sewerage	Lift System	Lifting Beam	2021	01/05/2021	$8,398.35	$8,398.35	$756.82	$9,155.17	Reinstatement	$9,155.17
Queenstown Lakes District Council	Queenstown Lakes District, Otago	10194986	10189921		{6C274D90-C836-4719-A45B-E4A9127BB73A}	2125 CARDRONA VALLEY ROAD RD 2 WANAKA 9382	Aib-24	Sewerage	Electrical Equipment	Limit Switch	2021	01/05/2021	$4,265.83	$4,265.83	$384.42	$4,650.25	Reinstatement	$4,650.25
Queenstown Lakes District Council	Queenstown Lakes District, Otago	10194987	10189921		{6C274D90-C836-4719-A45B-E4A9127BB73A}	2125 CARDRONA VALLEY ROAD RD 2 WANAKA 9382	Aib-24	Sewerage	Electrical Equipment	Limit Switch	2021	01/05/2021	$4,265.83	$4,265.83	$384.42	$4,650.25	Reinstatement	$4,650.25
Queenstown Lakes District Council	Queenstown Lakes District, Otago	10194988	10189921		{6C274D90-C836-4719-A45B-E4A9127BB73A}	2125 CARDRONA VALLEY ROAD RD 2 WANAKA 9382	Aib-24	Sewerage	Electrical Equipment	Limit Switch	2021	01/05/2021	$4,265.83	$4,265.83	$384.42	$4,650.25	Reinstatement	$4,650.25
Queenstown Lakes District Council	Queenstown Lakes District, Otago	10194989	10189921		{6C274D90-C836-4719-A45B-E4A9127BB73A}	2125 CARDRONA VALLEY ROAD RD 2 WANAKA 9382	Aib-24	Sewerage	Electrical Equipment	Limit Switch	2021	01/05/2021	$4,265.83	$4,265.83	$384.42	$4,650.25	Reinstatement	$4,650.25
Queenstown Lakes District Council	Queenstown Lakes District, Otago	10194990	10189921		{6C274D90-C836-4719-A45B-E4A9127BB73A}	2125 CARDRONA VALLEY ROAD RD 2 WANAKA 9382	Aib-24	Sewerage	Electrical Equipment	Meter	2021	01/05/2021	$2,566.15	$2,566.15	$231.25	$2,797.40	Reinstatement	$2,797.40
Queenstown Lakes District Council	Queenstown Lakes District, Otago	10194991	10189921		{6C274D90-C836-4719-A45B-E4A9127BB73A}	2125 CARDRONA VALLEY ROAD RD 2 WANAKA 9382	Aib-24	Sewerage	Electrical Equipment	Meter	2021	01/05/2021	$2,566.15	$2,566.15	$231.25	$2,797.40	Reinstatement	$2,797.40
Queenstown Lakes District Council	Queenstown Lakes District, Otago	10194992	10189921		{6C274D90-C836-4719-A45B-E4A9127BB73A}	2125 CARDRONA VALLEY ROAD RD 2 WANAKA 9382	Aib-24	Sewerage	Electrical Equipment	Meter	2021	01/05/2021	$2,566.15	$2,566.15	$231.25	$2,797.40	Reinstatement	$2,797.40
Queenstown Lakes District Council	Queenstown Lakes District, Otago	10194993	10189921		{6C274D90-C836-4719-A45B-E4A9127BB73A}	2125 CARDRONA VALLEY ROAD RD 2 WANAKA 9382	Aib-24	Sewerage	Electrical Equipment	Meter	2021	01/05/2021	$2,566.15	$2,566.15	$231.25	$2,797.40	Reinstatement	$2,797.40
Queenstown Lakes District Council	Queenstown Lakes District, Otago	10194994	10189921		{6C274D90-C836-4719-A45B-E4A9127BB73A}	2125 CARDRONA VALLEY ROAD RD 2 WANAKA 9382	Aib-24	Sewerage	Mixer	Mixer	2021	01/05/2021	$94,598.16	$94,598.16	$8,524.75	$103,122.92	Reinstatement	$103,122.92
Queenstown Lakes District Council	Queenstown Lakes District, Otago	10194995	10189921		{6C274D90-C836-4719-A45B-E4A9127BB73A}	2125 CARDRONA VALLEY ROAD RD 2 WANAKA 9382	Aib-24	Sewerage	Mixer	Mixer	2021	01/05/2021	$94,598.16	$94,598.16	$8,524.75	$103,122.92	Reinstatement	$103,122.92
Queenstown Lakes District Council	Queenstown Lakes District, Otago	10194996	10189921		{6C274D90-C836-4719-A45B-E4A9127BB73A}	2125 CARDRONA VALLEY ROAD RD 2 WANAKA 9382	Aib-24	Sewerage	TPBS Valves	Non Return Valve	2021	01/05/2021	$366.59	$366.59	$33.04	$399.62	Reinstatement	$399.62
Queenstown Lakes District Council	Queenstown Lakes District, Otago	10194997	10189921		{6C274D90-C836-4719-A45B-E4A9127BB73A}	2125 CARDRONA VALLEY ROAD RD 2 WANAKA 9382	Aib-24	Sewerage	TPBS Valves	Non Return Valve	2021	01/05/2021	$733.19	$733.19	$66.07	$799.26	Reinstatement	$799.26
Queenstown Lakes District Council	Queenstown Lakes District, Otago	10194998	10189921		{6C274D90-C836-4719-A45B-E4A9127BB73A}	2125 CARDRONA VALLEY ROAD RD 2 WANAKA 9382	Aib-24	Sewerage	TPBS Valves	Non Return Valve	2021	01/05/2021	$366.59	$366.59	$33.04	$399.62	Reinstatement	$399.62
Queenstown Lakes District Council	Queenstown Lakes District, Otago	10194999	10189921		{6C274D90-C836-4719-A45B-E4A9127BB73A}	2125 CARDRONA VALLEY ROAD RD 2 WANAKA 9382	Aib-24	Sewerage	TPBS Valves	Non Return Valve	2021	01/05/2021	$733.19	$733.19	$66.07	$799.26	Reinstatement	$799.26
Queenstown Lakes District Council	Queenstown Lakes District, Otago	10195000	10189921		{6C274D90-C836-4719-A45B-E4A9127BB73A}	2125 CARDRONA VALLEY ROAD RD 2 WANAKA 9382	Aib-24	Sewerage	TPBS Valves	Non Return Valve	2021	01/05/2021	$733.19	$733.19	$66.07	$799.26	Reinstatement	$799.26
Queenstown Lakes District Council	Queenstown Lakes District, Otago	10195001	10189921		{6C274D90-C836-4719-A45B-E4A9127BB73A}	2125 CARDRONA VALLEY ROAD RD 2 WANAKA 9382	Aib-24	Sewerage	TPBS Valves	Non Return Valve	2021	01/05/2021	$366.59	$366.59	$33.04	$399.62	Reinstatement	$399.62
Queenstown Lakes District Council	Queenstown Lakes District, Otago	10195002	10189921		{6C274D90-C836-4719-A45B-E4A9127BB73A}	2125 CARDRONA VALLEY ROAD RD 2 WANAKA 9382	Aib-24	Sewerage	TPBS Valves	Non Return Valve	2021	01/05/2021	$299.94	$299.94	$27.03	$326.97	Reinstatement	$326.97
Queenstown Lakes District Council	Queenstown Lakes District, Otago	10195003	10189921		{6C274D90-C836-4719-A45B-E4A9127BB73A}	2125 CARDRONA VALLEY ROAD RD 2 WANAKA 9382	Aib-24	Sewerage	TPBS Valves	Non Return Valve	2021	01/05/2021	$366.59	$366.59	$33.04	$399.62	Reinstatement	$399.62
Queenstown Lakes District Council	Queenstown Lakes District, Otago	10195004	10189921		{6C274D90-C836-4719-A45B-E4A9127BB73A}	2125 CARDRONA VALLEY ROAD RD 2 WANAKA 9382	Aib-24	Sewerage	TPBS Valves	Non Return Valve	2021	01/05/2021	$299.94	$299.94	$27.03	$326.97	Reinstatement	$326.97
Queenstown Lakes District Council	Queenstown Lakes District, Otago	10195005	10189921		{6C274D90-C836-4719-A45B-E4A9127BB73A}	2125 CARDRONA VALLEY ROAD RD 2 WANAKA 9382	Aib-24	Sewerage	TPBS Valves	Non Return Valve	2021	01/05/2021	$366.59	$366.59	$33.04	$399.62	Reinstatement	$399.62
Queenstown Lakes District Council	Queenstown Lakes District, Otago	10195006	10189921		{6C274D90-C836-4719-A45B-E4A9127BB73A}	2125 CARDRONA VALLEY ROAD RD 2 WANAKA 9382	Aib-24	Sewerage	TPBS Valves	Non Return Valve	2021	01/05/2021	$183.31	$183.31	$16.52	$199.83	Reinstatement	$199.83
Queenstown Lakes District Council	Queenstown Lakes District, Otago	10195007	10189921		{6C274D90-C836-4719-A45B-E4A9127BB73A}	2125 CARDRONA VALLEY ROAD RD 2 WANAKA 9382	Aib-24	Sewerage	TPBS Valves	Non Return Valve	2021	01/05/2021	$183.31	$183.31	$16.52	$199.83	Reinstatement	$199.83
Queenstown Lakes District Council	Queenstown Lakes District, Otago	10195008	10189921		{6C274D90-C836-4719-A45B-E4A9127BB73A}	2125 CARDRONA VALLEY ROAD RD 2 WANAKA 9382	Aib-24	Sewerage	TPBS Valves	Non Return Valve	2021	01/05/2021	$299.94	$299.94	$27.03	$326.97	Reinstatement	$326.97
Queenstown Lakes District Council	Queenstown Lakes District, Otago	10195009	10189921		{6C274D90-C836-4719-A45B-E4A9127BB73A}	2125 CARDRONA VALLEY ROAD RD 2 WANAKA 9382	Aib-24	Sewerage	TPBS Valves	Non Return Valve	2021	01/05/2021	$116.64	$116.64	$10.51	$127.16	Reinstatement	$127.16
Queenstown Lakes District Council	Queenstown Lakes District, Otago	10195010	10189921		{6C274D90-C836-4719-A45B-E4A9127BB73A}	2125 CARDRONA VALLEY ROAD RD 2 WANAKA 9382	Aib-24	Sewerage	TPBS Valves	Non Return Valve	2021	01/05/2021	$183.31	$183.31	$16.52	$199.83	Reinstatement	$199.83
Queenstown Lakes District Council	Queenstown Lakes District, Otago	10195011	10189921		{6C274D90-C836-4719-A45B-E4A9127BB73A}	2125 CARDRONA VALLEY ROAD RD 2 WANAKA 9382	Aib-24	Sewerage	TPBS Valves	Non Return Valve	2021	01/05/2021	$299.94	$299.94	$27.03	$326.97	Reinstatement	$326.97
Queenstown Lakes District Council	Queenstown Lakes District, Otago	10195012	10189921		{6C274D90-C836-4719-A45B-E4A9127BB73A}	2125 CARDRONA VALLEY ROAD RD 2 WANAKA 9382	Aib-24	Sewerage	TPBS Valves	Non Return Valve	2021	01/05/2021	$299.94	$299.94	$27.03	$326.97	Reinstatement	$326.97
Queenstown Lakes District Council	Queenstown Lakes District, Otago	10195013	10189921		{6C274D90-C836-4719-A45B-E4A9127BB73A}	2125 CARDRONA VALLEY ROAD RD 2 WANAKA 9382	Aib-24	Sewerage	Pipework	Pipework	2021	01/05/2021	$43,441.50	$43,441.50	$3,914.75	$47,356.24	Reinstatement	$47,356.24
Queenstown Lakes District Council	Queenstown Lakes District, Otago	10195014	10189921		{6C274D90-C836-4719-A45B-E4A9127BB73A}	2125 CARDRONA VALLEY ROAD RD 2 WANAKA 9382	Aib-24	Sewerage	Pipework	Pipework	2021	01/05/2021	$17,379.92	$17,379.92	$1,566.20	$18,946.12	Reinstatement	$18,946.12
Queenstown Lakes District Council	Queenstown Lakes District, Otago	10195015	10189921		{6C274D90-C836-4719-A45B-E4A9127BB73A}	2125 CARDRONA VALLEY ROAD RD 2 WANAKA 9382	Aib-24	Sewerage	Pipework	Pipework	2021	01/05/2021	$43,441.50	$43,441.50	$3,914.75	$47,356.24	Reinstatement	$47,356.24
Queenstown Lakes District Council	Queenstown Lakes District, Otago	10195016	10189921		{6C274D90-C836-4719-A45B-E4A9127BB73A}	2125 CARDRONA VALLEY ROAD RD 2 WANAKA 9382	Aib-24	Sewerage	Pipework	Pipework	2021	01/05/2021	$23,162.14	$23,162.14	$2,087.27	$25,249.41	Reinstatement	$25,249.41
Queenstown Lakes District Council	Queenstown Lakes District, Otago	10195017	10189921		{6C274D90-C836-4719-A45B-E4A9127BB73A}	2125 CARDRONA VALLEY ROAD RD 2 WANAKA 9382	Aib-24	Sewerage	Pipework	Pipework	2021	01/05/2021	$43,441.50	$43,441.50	$3,914.75	$47,356.24	Reinstatement	$47,356.24
Queenstown Lakes District Council	Queenstown Lakes District, Otago	10195018	10189921		{6C274D90-C836-4719-A45B-E4A9127BB73A}	2125 CARDRONA VALLEY ROAD RD 2 WANAKA 9382	Aib-24	Sewerage	Pipework	Pipework	2021	01/05/2021	$17,379.92	$17,379.92	$1,566.20	$18,946.12	Reinstatement	$18,946.12
Queenstown Lakes District Council	Queenstown Lakes District, Otago	10195019	10189921		{6C274D90-C836-4719-A45B-E4A9127BB73A}	2125 CARDRONA VALLEY ROAD RD 2 WANAKA 9382	Aib-24	Sewerage	Pipework	Pipework	2021	01/05/2021	$28,961.00	$28,961.00	$2,609.83	$31,570.83	Reinstatement	$31,570.83
Queenstown Lakes District Council	Queenstown Lakes District, Otago	10195020	10189921		{6C274D90-C836-4719-A45B-E4A9127BB73A}	2125 CARDRONA VALLEY ROAD RD 2 WANAKA 9382	Aib-24	Sewerage	Pipework	Pipework	2021	01/05/2021	$23,162.14	$23,162.14	$2,087.27	$25,249.41	Reinstatement	$25,249.41
Queenstown Lakes District Council	Queenstown Lakes District, Otago	10195021	10189921		{6C274D90-C836-4719-A45B-E4A9127BB73A}	2125 CARDRONA VALLEY ROAD RD 2 WANAKA 9382	Aib-24	Sewerage	Pipework	Pipework	2021	01/05/2021	$28,961.00	$28,961.00	$2,609.83	$31,570.83	Reinstatement	$31,570.83
Queenstown Lakes District Council	Queenstown Lakes District, Otago	10195022	10189921		{6C274D90-C836-4719-A45B-E4A9127BB73A}	2125 CARDRONA VALLEY ROAD RD 2 WANAKA 9382	Aib-24	Sewerage	Pipework	Pipework	2021	01/05/2021	$7,231.91	$7,231.91	$651.71	$7,883.62	Reinstatement	$7,883.62
Queenstown Lakes District Council	Queenstown Lakes District, Otago	10195023	10189921		{6C274D90-C836-4719-A45B-E4A9127BB73A}	2125 CARDRONA VALLEY ROAD RD 2 WANAKA 9382	Aib-24	Sewerage	Pipework	Pipework	2021	01/05/2021	$7,231.91	$7,231.91	$651.71	$7,883.62	Reinstatement	$7,883.62
Queenstown Lakes District Council	Queenstown Lakes District, Otago	10195024	10189921		{6C274D90-C836-4719-A45B-E4A9127BB73A}	2125 CARDRONA VALLEY ROAD RD 2 WANAKA 9382	Aib-24	Sewerage	Pipework	Pipework	2021	01/05/2021	$72,402.51	$72,402.51	$6,524.58	$78,927.09	Reinstatement	$78,927.09
Queenstown Lakes District Council	Queenstown Lakes District, Otago	10195025	10189921		{6C274D90-C836-4719-A45B-E4A9127BB73A}	2125 CARDRONA VALLEY ROAD RD 2 WANAKA 9382	Aib-24	Sewerage	Pipework	Pipework	2021	01/05/2021	$14,480.49	$14,480.49	$1,304.92	$15,785.41	Reinstatement	$15,785.41
Queenstown Lakes District Council	Queenstown Lakes District, Otago	10195026	10189921		{6C274D90-C836-4719-A45B-E4A9127BB73A}	2125 CARDRONA VALLEY ROAD RD 2 WANAKA 9382	Aib-24	Sewerage	Pipework	Pipework	2021	01/05/2021	$115,844.01	$115,844.01	$10,439.33	$126,283.34	Reinstatement	$126,283.34
Queenstown Lakes District Council	Queenstown Lakes District, Otago	10195027	10189921		{6C274D90-C836-4719-A45B-E4A9127BB73A}	2125 CARDRONA VALLEY ROAD RD 2 WANAKA 9382	Aib-24	Sewerage	Pipework	Pipework	2021	01/05/2021	$26,061.57	$26,061.57	$2,348.55	$28,410.12	Reinstatement	$28,410.12
Queenstown Lakes District Council	Queenstown Lakes District, Otago	10144355	10142560	210271	{651DED27-2CF7-4E8C-9EBE-4D1D6ADF66AA}	WILLOW PLACE	Aib-24	Sewerage	Miscellaneous	Flowmeter Chamber	2009	01/05/2009	$0.00	$0.00	$0.00	$0.00	Indemnity	$0.00
Queenstown Lakes District Council	Queenstown Lakes District, Otago	10195028	10189921		{6C274D90-C836-4719-A45B-E4A9127BB73A}	2125 CARDRONA VALLEY ROAD RD 2 WANAKA 9382	Aib-24	Sewerage	Pipework	Pipework	2021	01/05/2021	$72,402.51	$72,402.51	$6,524.58	$78,927.09	Reinstatement	$78,927.09
Queenstown Lakes District Council	Queenstown Lakes District, Otago	10195029	10189921		{6C274D90-C836-4719-A45B-E4A9127BB73A}	2125 CARDRONA VALLEY ROAD RD 2 WANAKA 9382	Aib-24	Sewerage	Pipework	Pipework	2021	01/05/2021	$57,922.02	$57,922.02	$5,219.67	$63,141.68	Reinstatement	$63,141.68
Queenstown Lakes District Council	Queenstown Lakes District, Otago	10195030	10189921		{6C274D90-C836-4719-A45B-E4A9127BB73A}	2125 CARDRONA VALLEY ROAD RD 2 WANAKA 9382	Aib-24	Sewerage	Pipework	Pipework	2021	01/05/2021	$8,681.65	$8,681.65	$782.35	$9,464.00	Reinstatement	$9,464.00
Queenstown Lakes District Council	Queenstown Lakes District, Otago	10195031	10189921		{6C274D90-C836-4719-A45B-E4A9127BB73A}	2125 CARDRONA VALLEY ROAD RD 2 WANAKA 9382	Aib-24	Sewerage	Pipework	Pipework	2021	01/05/2021	$8,681.65	$8,681.65	$782.35	$9,464.00	Reinstatement	$9,464.00
Queenstown Lakes District Council	Queenstown Lakes District, Otago	10195032	10189921		{6C274D90-C836-4719-A45B-E4A9127BB73A}	2125 CARDRONA VALLEY ROAD RD 2 WANAKA 9382	Aib-24	Sewerage	Pipework	Pipework	2021	01/05/2021	$23,162.14	$23,162.14	$2,087.27	$25,249.41	Reinstatement	$25,249.41
Queenstown Lakes District Council	Queenstown Lakes District, Otago	10195033	10189921		{6C274D90-C836-4719-A45B-E4A9127BB73A}	2125 CARDRONA VALLEY ROAD RD 2 WANAKA 9382	Aib-24	Sewerage	Pipework	Pipework	2021	01/05/2021	$23,162.14	$23,162.14	$2,087.27	$25,249.41	Reinstatement	$25,249.41
Queenstown Lakes District Council	Queenstown Lakes District, Otago	10195034	10189921		{6C274D90-C836-4719-A45B-E4A9127BB73A}	2125 CARDRONA VALLEY ROAD RD 2 WANAKA 9382	Aib-24	Sewerage	Pipework	Pipework	2021	01/05/2021	$20,279.37	$20,279.37	$1,827.48	$22,106.85	Reinstatement	$22,106.85
Queenstown Lakes District Council	Queenstown Lakes District, Otago	10195035	10189921		{6C274D90-C836-4719-A45B-E4A9127BB73A}	2125 CARDRONA VALLEY ROAD RD 2 WANAKA 9382	Aib-24	Sewerage	Pipework	Pipework	2021	01/05/2021	$20,279.37	$20,279.37	$1,827.48	$22,106.85	Reinstatement	$22,106.85
Queenstown Lakes District Council	Queenstown Lakes District, Otago	10195036	10189921		{6C274D90-C836-4719-A45B-E4A9127BB73A}	2125 CARDRONA VALLEY ROAD RD 2 WANAKA 9382	Aib-24	Sewerage	Pipework	Pipework	2021	01/05/2021	$23,162.14	$23,162.14	$2,087.27	$25,249.41	Reinstatement	$25,249.41
Queenstown Lakes District Council	Queenstown Lakes District, Otago	10195037	10189921		{6C274D90-C836-4719-A45B-E4A9127BB73A}	2125 CARDRONA VALLEY ROAD RD 2 WANAKA 9382	Aib-24	Sewerage	Pipework	Pipework	2021	01/05/2021	$23,162.14	$23,162.14	$2,087.27	$25,249.41	Reinstatement	$25,249.41
Queenstown Lakes District Council	Queenstown Lakes District, Otago	10195038	10189921		{6C274D90-C836-4719-A45B-E4A9127BB73A}	2125 CARDRONA VALLEY ROAD RD 2 WANAKA 9382	Aib-24	Sewerage	Pipework	Pipework	2021	01/05/2021	$14,480.49	$14,480.49	$1,304.92	$15,785.41	Reinstatement	$15,785.41
Queenstown Lakes District Council	Queenstown Lakes District, Otago	10195039	10189921		{6C274D90-C836-4719-A45B-E4A9127BB73A}	2125 CARDRONA VALLEY ROAD RD 2 WANAKA 9382	Aib-24	Sewerage	Pipework	Pipework	2021	01/05/2021	$24,611.85	$24,611.85	$2,217.91	$26,829.76	Reinstatement	$26,829.76
Queenstown Lakes District Council	Queenstown Lakes District, Otago	10195040	10189921		{6C274D90-C836-4719-A45B-E4A9127BB73A}	2125 CARDRONA VALLEY ROAD RD 2 WANAKA 9382	Aib-24	Sewerage	Pipework	Pipework	2021	01/05/2021	$21,712.42	$21,712.42	$1,956.62	$23,669.04	Reinstatement	$23,669.04
Queenstown Lakes District Council	Queenstown Lakes District, Otago	10195041	10189921		{6C274D90-C836-4719-A45B-E4A9127BB73A}	2125 CARDRONA VALLEY ROAD RD 2 WANAKA 9382	Aib-24	Sewerage	Pipework	Pipework	2021	01/05/2021	$14,480.49	$14,480.49	$1,304.92	$15,785.41	Reinstatement	$15,785.41
Queenstown Lakes District Council	Queenstown Lakes District, Otago	10195042	10189921		{6C274D90-C836-4719-A45B-E4A9127BB73A}	2125 CARDRONA VALLEY ROAD RD 2 WANAKA 9382	Aib-24	Sewerage	Pipework	Pipework	2021	01/05/2021	$14,480.49	$14,480.49	$1,304.92	$15,785.41	Reinstatement	$15,785.41
Queenstown Lakes District Council	Queenstown Lakes District, Otago	10195043	10189921		{6C274D90-C836-4719-A45B-E4A9127BB73A}	2125 CARDRONA VALLEY ROAD RD 2 WANAKA 9382	Aib-24	Sewerage	Pipework	Pipework	2021	01/05/2021	$21,712.42	$21,712.42	$1,956.62	$23,669.04	Reinstatement	$23,669.04
Queenstown Lakes District Council	Queenstown Lakes District, Otago	10195044	10189921		{6C274D90-C836-4719-A45B-E4A9127BB73A}	2125 CARDRONA VALLEY ROAD RD 2 WANAKA 9382	Aib-24	Sewerage	Pipework	Pipework	2021	01/05/2021	$72,402.51	$72,402.51	$6,524.58	$78,927.09	Reinstatement	$78,927.09
Queenstown Lakes District Council	Queenstown Lakes District, Otago	10195045	10189921		{6C274D90-C836-4719-A45B-E4A9127BB73A}	2125 CARDRONA VALLEY ROAD RD 2 WANAKA 9382	Aib-24	Sewerage	Pipework	Pipework	2021	01/05/2021	$5,798.87	$5,798.87	$522.57	$6,321.44	Reinstatement	$6,321.44
Queenstown Lakes District Council	Queenstown Lakes District, Otago	10195046	10189921		{6C274D90-C836-4719-A45B-E4A9127BB73A}	2125 CARDRONA VALLEY ROAD RD 2 WANAKA 9382	Aib-24	Sewerage	Pipework	Pipework	2021	01/05/2021	$24,611.85	$24,611.85	$2,217.91	$26,829.76	Reinstatement	$26,829.76
Queenstown Lakes District Council	Queenstown Lakes District, Otago	10195047	10189921		{6C274D90-C836-4719-A45B-E4A9127BB73A}	2125 CARDRONA VALLEY ROAD RD 2 WANAKA 9382	Aib-24	Sewerage	Pipework	Pipework	2021	01/05/2021	$27,511.28	$27,511.28	$2,479.19	$29,990.47	Reinstatement	$29,990.47
Queenstown Lakes District Council	Queenstown Lakes District, Otago	10195048	10189921		{6C274D90-C836-4719-A45B-E4A9127BB73A}	2125 CARDRONA VALLEY ROAD RD 2 WANAKA 9382	Aib-24	Sewerage	Pipework	Pipework	2021	01/05/2021	$34,759.88	$34,759.88	$3,132.40	$37,892.28	Reinstatement	$37,892.28
Queenstown Lakes District Council	Queenstown Lakes District, Otago	10195049	10189921		{6C274D90-C836-4719-A45B-E4A9127BB73A}	2125 CARDRONA VALLEY ROAD RD 2 WANAKA 9382	Aib-24	Sewerage	Pipework	Pipework	2021	01/05/2021	$36,192.93	$36,192.93	$3,261.54	$39,454.47	Reinstatement	$39,454.47
Queenstown Lakes District Council	Queenstown Lakes District, Otago	10195050	10189921		{6C274D90-C836-4719-A45B-E4A9127BB73A}	2125 CARDRONA VALLEY ROAD RD 2 WANAKA 9382	Aib-24	Sewerage	Pipework	Pipework	2021	01/05/2021	$24,611.85	$24,611.85	$2,217.91	$26,829.76	Reinstatement	$26,829.76
Queenstown Lakes District Council	Queenstown Lakes District, Otago	10195051	10189921		{6C274D90-C836-4719-A45B-E4A9127BB73A}	2125 CARDRONA VALLEY ROAD RD 2 WANAKA 9382	Aib-24	Sewerage	Pipework	Pipework	2021	01/05/2021	$43,441.50	$43,441.50	$3,914.75	$47,356.24	Reinstatement	$47,356.24
Queenstown Lakes District Council	Queenstown Lakes District, Otago	10195052	10189921		{6C274D90-C836-4719-A45B-E4A9127BB73A}	2125 CARDRONA VALLEY ROAD RD 2 WANAKA 9382	Aib-24	Sewerage	Pipework	Pipework	2021	01/05/2021	$34,759.88	$34,759.88	$3,132.40	$37,892.28	Reinstatement	$37,892.28
Queenstown Lakes District Council	Queenstown Lakes District, Otago	10195053	10189921		{6C274D90-C836-4719-A45B-E4A9127BB73A}	2125 CARDRONA VALLEY ROAD RD 2 WANAKA 9382	Aib-24	Sewerage	Pipework	Pipework	2021	01/05/2021	$34,759.88	$34,759.88	$3,132.40	$37,892.28	Reinstatement	$37,892.28
Queenstown Lakes District Council	Queenstown Lakes District, Otago	10195054	10189921		{6C274D90-C836-4719-A45B-E4A9127BB73A}	2125 CARDRONA VALLEY ROAD RD 2 WANAKA 9382	Aib-24	Sewerage	Pipework	Pipework	2021	01/05/2021	$28,961.00	$28,961.00	$2,609.83	$31,570.83	Reinstatement	$31,570.83
Queenstown Lakes District Council	Queenstown Lakes District, Otago	10195055	10189921		{6C274D90-C836-4719-A45B-E4A9127BB73A}	2125 CARDRONA VALLEY ROAD RD 2 WANAKA 9382	Aib-24	Sewerage	Pumps	Pump	2021	01/05/2021	$9,531.47	$9,531.47	$858.93	$10,390.40	Reinstatement	$10,390.40
Queenstown Lakes District Council	Queenstown Lakes District, Otago	10195056	10189921		{6C274D90-C836-4719-A45B-E4A9127BB73A}	2125 CARDRONA VALLEY ROAD RD 2 WANAKA 9382	Aib-24	Sewerage	Pumps	Pump	2021	01/05/2021	$5,265.63	$5,265.63	$474.51	$5,740.15	Reinstatement	$5,740.15
Queenstown Lakes District Council	Queenstown Lakes District, Otago	10195057	10189921		{6C274D90-C836-4719-A45B-E4A9127BB73A}	2125 CARDRONA VALLEY ROAD RD 2 WANAKA 9382	Aib-24	Sewerage	Pumps	Pump	2021	01/05/2021	$9,531.47	$9,531.47	$858.93	$10,390.40	Reinstatement	$10,390.40
Queenstown Lakes District Council	Queenstown Lakes District, Otago	10195058	10189921		{6C274D90-C836-4719-A45B-E4A9127BB73A}	2125 CARDRONA VALLEY ROAD RD 2 WANAKA 9382	Aib-24	Sewerage	Pumps	Pump	2021	01/05/2021	$5,265.63	$5,265.63	$474.51	$5,740.15	Reinstatement	$5,740.15
Queenstown Lakes District Council	Queenstown Lakes District, Otago	10195059	10189921		{6C274D90-C836-4719-A45B-E4A9127BB73A}	2125 CARDRONA VALLEY ROAD RD 2 WANAKA 9382	Aib-24	Sewerage	Pumps	Pump	2021	01/05/2021	$8,315.03	$8,315.03	$749.31	$9,064.35	Reinstatement	$9,064.35
Queenstown Lakes District Council	Queenstown Lakes District, Otago	10195060	10189921		{6C274D90-C836-4719-A45B-E4A9127BB73A}	2125 CARDRONA VALLEY ROAD RD 2 WANAKA 9382	Aib-24	Sewerage	Pumps	Pump	2021	01/05/2021	$9,531.47	$9,531.47	$858.93	$10,390.40	Reinstatement	$10,390.40
Queenstown Lakes District Council	Queenstown Lakes District, Otago	10195061	10189921		{6C274D90-C836-4719-A45B-E4A9127BB73A}	2125 CARDRONA VALLEY ROAD RD 2 WANAKA 9382	Aib-24	Sewerage	Pumps	Pump	2021	01/05/2021	$8,315.03	$8,315.03	$749.31	$9,064.35	Reinstatement	$9,064.35
Queenstown Lakes District Council	Queenstown Lakes District, Otago	10195062	10189921		{6C274D90-C836-4719-A45B-E4A9127BB73A}	2125 CARDRONA VALLEY ROAD RD 2 WANAKA 9382	Aib-24	Sewerage	Electrical Equipment	Pressure Gauge	2021	01/05/2021	$133.31	$133.31	$12.01	$145.33	Reinstatement	$145.33
Queenstown Lakes District Council	Queenstown Lakes District, Otago	10195063	10189921		{6C274D90-C836-4719-A45B-E4A9127BB73A}	2125 CARDRONA VALLEY ROAD RD 2 WANAKA 9382	Aib-24	Sewerage	Electrical Equipment	Pressure Gauge	2021	01/05/2021	$149.97	$149.97	$13.51	$163.48	Reinstatement	$163.48
Queenstown Lakes District Council	Queenstown Lakes District, Otago	10195064	10189921		{6C274D90-C836-4719-A45B-E4A9127BB73A}	2125 CARDRONA VALLEY ROAD RD 2 WANAKA 9382	Aib-24	Sewerage	Electrical Equipment	Pressure Gauge	2021	01/05/2021	$133.31	$133.31	$12.01	$145.33	Reinstatement	$145.33
Queenstown Lakes District Council	Queenstown Lakes District, Otago	10195065	10189921		{6C274D90-C836-4719-A45B-E4A9127BB73A}	2125 CARDRONA VALLEY ROAD RD 2 WANAKA 9382	Aib-24	Sewerage	Electrical Equipment	Pressure Gauge	2021	01/05/2021	$149.97	$149.97	$13.51	$163.48	Reinstatement	$163.48
Queenstown Lakes District Council	Queenstown Lakes District, Otago	10195066	10189921		{6C274D90-C836-4719-A45B-E4A9127BB73A}	2125 CARDRONA VALLEY ROAD RD 2 WANAKA 9382	Aib-24	Sewerage	Electrical Equipment	Pressure Gauge	2021	01/05/2021	$133.31	$133.31	$12.01	$145.33	Reinstatement	$145.33
Queenstown Lakes District Council	Queenstown Lakes District, Otago	10195067	10189921		{6C274D90-C836-4719-A45B-E4A9127BB73A}	2125 CARDRONA VALLEY ROAD RD 2 WANAKA 9382	Aib-24	Sewerage	Electrical Equipment	Pressure Gauge	2021	01/05/2021	$133.31	$133.31	$12.01	$145.33	Reinstatement	$145.33
Queenstown Lakes District Council	Queenstown Lakes District, Otago	10195068	10189921		{6C274D90-C836-4719-A45B-E4A9127BB73A}	2125 CARDRONA VALLEY ROAD RD 2 WANAKA 9382	Aib-24	Sewerage	TPBS Valves	Pressure Reducing Va	2021	01/05/2021	$1,649.67	$1,649.67	$148.66	$1,798.33	Reinstatement	$1,798.33
Queenstown Lakes District Council	Queenstown Lakes District, Otago	10195069	10189921		{6C274D90-C836-4719-A45B-E4A9127BB73A}	2125 CARDRONA VALLEY ROAD RD 2 WANAKA 9382	Aib-24	Sewerage	TPBS Valves	Pressure Reducing Va	2021	01/05/2021	$1,766.33	$1,766.33	$159.17	$1,925.50	Reinstatement	$1,925.50
Queenstown Lakes District Council	Queenstown Lakes District, Otago	10195070	10189921		{6C274D90-C836-4719-A45B-E4A9127BB73A}	2125 CARDRONA VALLEY ROAD RD 2 WANAKA 9382	Aib-24	Sewerage	TPBS Valves	Pressure Reducing Va	2021	01/05/2021	$1,766.33	$1,766.33	$159.17	$1,925.50	Reinstatement	$1,925.50
Queenstown Lakes District Council	Queenstown Lakes District, Otago	10195071	10189921		{6C274D90-C836-4719-A45B-E4A9127BB73A}	2125 CARDRONA VALLEY ROAD RD 2 WANAKA 9382	Aib-24	Sewerage	TPBS Valves	Pressure Reducing Va	2021	01/05/2021	$1,766.33	$1,766.33	$159.17	$1,925.50	Reinstatement	$1,925.50
Queenstown Lakes District Council	Queenstown Lakes District, Otago	10195074	10189921		{6C274D90-C836-4719-A45B-E4A9127BB73A}	2125 CARDRONA VALLEY ROAD RD 2 WANAKA 9382	Aib-24	Sewerage	TPBS Valves	Valve	2021	01/05/2021	$366.59	$366.59	$33.04	$399.62	Reinstatement	$399.62
Queenstown Lakes District Council	Queenstown Lakes District, Otago	10195075	10189921		{6C274D90-C836-4719-A45B-E4A9127BB73A}	2125 CARDRONA VALLEY ROAD RD 2 WANAKA 9382	Aib-24	Sewerage	TPBS Valves	Valve	2021	01/05/2021	$1,049.80	$1,049.80	$94.60	$1,144.40	Reinstatement	$1,144.40
Queenstown Lakes District Council	Queenstown Lakes District, Otago	10195076	10189921		{6C274D90-C836-4719-A45B-E4A9127BB73A}	2125 CARDRONA VALLEY ROAD RD 2 WANAKA 9382	Aib-24	Sewerage	TPBS Valves	Valve	2021	01/05/2021	$1,049.80	$1,049.80	$94.60	$1,144.40	Reinstatement	$1,144.40
Queenstown Lakes District Council	Queenstown Lakes District, Otago	10195077	10189921		{6C274D90-C836-4719-A45B-E4A9127BB73A}	2125 CARDRONA VALLEY ROAD RD 2 WANAKA 9382	Aib-24	Sewerage	TPBS Valves	Valve	2021	01/05/2021	$1,049.80	$1,049.80	$94.60	$1,144.40	Reinstatement	$1,144.40
Queenstown Lakes District Council	Queenstown Lakes District, Otago	10195078	10189921		{6C274D90-C836-4719-A45B-E4A9127BB73A}	2125 CARDRONA VALLEY ROAD RD 2 WANAKA 9382	Aib-24	Sewerage	TPBS Valves	Valve	2021	01/05/2021	$1,049.80	$1,049.80	$94.60	$1,144.40	Reinstatement	$1,144.40
Queenstown Lakes District Council	Queenstown Lakes District, Otago	10195079	10189921		{6C274D90-C836-4719-A45B-E4A9127BB73A}	2125 CARDRONA VALLEY ROAD RD 2 WANAKA 9382	Aib-24	Sewerage	TPBS Valves	Valve	2021	01/05/2021	$633.20	$633.20	$57.06	$690.26	Reinstatement	$690.26
Queenstown Lakes District Council	Queenstown Lakes District, Otago	10195080	10189921		{6C274D90-C836-4719-A45B-E4A9127BB73A}	2125 CARDRONA VALLEY ROAD RD 2 WANAKA 9382	Aib-24	Sewerage	TPBS Valves	Valve	2021	01/05/2021	$633.20	$633.20	$57.06	$690.26	Reinstatement	$690.26
Queenstown Lakes District Council	Queenstown Lakes District, Otago	10195081	10189921		{6C274D90-C836-4719-A45B-E4A9127BB73A}	2125 CARDRONA VALLEY ROAD RD 2 WANAKA 9382	Aib-24	Sewerage	TPBS Valves	Valve	2021	01/05/2021	$149.97	$149.97	$13.51	$163.48	Reinstatement	$163.48
Queenstown Lakes District Council	Queenstown Lakes District, Otago	10195082	10189921		{6C274D90-C836-4719-A45B-E4A9127BB73A}	2125 CARDRONA VALLEY ROAD RD 2 WANAKA 9382	Aib-24	Sewerage	TPBS Valves	Valve	2021	01/05/2021	$149.97	$149.97	$13.51	$163.48	Reinstatement	$163.48
Queenstown Lakes District Council	Queenstown Lakes District, Otago	10195083	10189921		{6C274D90-C836-4719-A45B-E4A9127BB73A}	2125 CARDRONA VALLEY ROAD RD 2 WANAKA 9382	Aib-24	Sewerage	TPBS Valves	Valve	2021	01/05/2021	$149.97	$149.97	$13.51	$163.48	Reinstatement	$163.48
Queenstown Lakes District Council	Queenstown Lakes District, Otago	10195084	10189921		{6C274D90-C836-4719-A45B-E4A9127BB73A}	2125 CARDRONA VALLEY ROAD RD 2 WANAKA 9382	Aib-24	Sewerage	TPBS Valves	Valve	2021	01/05/2021	$149.97	$149.97	$13.51	$163.48	Reinstatement	$163.48
Queenstown Lakes District Council	Queenstown Lakes District, Otago	10195085	10189921		{6C274D90-C836-4719-A45B-E4A9127BB73A}	2125 CARDRONA VALLEY ROAD RD 2 WANAKA 9382	Aib-24	Sewerage	TPBS Valves	Valve	2021	01/05/2021	$316.61	$316.61	$28.53	$345.14	Reinstatement	$345.14
Queenstown Lakes District Council	Queenstown Lakes District, Otago	10195086	10189921		{6C274D90-C836-4719-A45B-E4A9127BB73A}	2125 CARDRONA VALLEY ROAD RD 2 WANAKA 9382	Aib-24	Sewerage	TPBS Valves	Valve	2021	01/05/2021	$316.61	$316.61	$28.53	$345.14	Reinstatement	$345.14
Queenstown Lakes District Council	Queenstown Lakes District, Otago	10195087	10189921		{6C274D90-C836-4719-A45B-E4A9127BB73A}	2125 CARDRONA VALLEY ROAD RD 2 WANAKA 9382	Aib-24	Sewerage	TPBS Valves	Valve	2021	01/05/2021	$633.20	$633.20	$57.06	$690.26	Reinstatement	$690.26
Queenstown Lakes District Council	Queenstown Lakes District, Otago	10195088	10189921		{6C274D90-C836-4719-A45B-E4A9127BB73A}	2125 CARDRONA VALLEY ROAD RD 2 WANAKA 9382	Aib-24	Sewerage	TPBS Valves	Valve	2021	01/05/2021	$633.20	$633.20	$57.06	$690.26	Reinstatement	$690.26
Queenstown Lakes District Council	Queenstown Lakes District, Otago	10195089	10189921		{6C274D90-C836-4719-A45B-E4A9127BB73A}	2125 CARDRONA VALLEY ROAD RD 2 WANAKA 9382	Aib-24	Sewerage	TPBS Valves	Valve	2021	01/05/2021	$483.23	$483.23	$43.55	$526.78	Reinstatement	$526.78
Queenstown Lakes District Council	Queenstown Lakes District, Otago	10195090	10189921		{6C274D90-C836-4719-A45B-E4A9127BB73A}	2125 CARDRONA VALLEY ROAD RD 2 WANAKA 9382	Aib-24	Sewerage	TPBS Valves	Valve	2021	01/05/2021	$633.20	$633.20	$57.06	$690.26	Reinstatement	$690.26
Queenstown Lakes District Council	Queenstown Lakes District, Otago	10195091	10189921		{6C274D90-C836-4719-A45B-E4A9127BB73A}	2125 CARDRONA VALLEY ROAD RD 2 WANAKA 9382	Aib-24	Sewerage	TPBS Valves	Valve	2021	01/05/2021	$149.97	$149.97	$13.51	$163.48	Reinstatement	$163.48
Queenstown Lakes District Council	Queenstown Lakes District, Otago	10195092	10189921		{6C274D90-C836-4719-A45B-E4A9127BB73A}	2125 CARDRONA VALLEY ROAD RD 2 WANAKA 9382	Aib-24	Sewerage	TPBS Valves	Valve	2021	01/05/2021	$483.23	$483.23	$43.55	$526.78	Reinstatement	$526.78
Queenstown Lakes District Council	Queenstown Lakes District, Otago	10195093	10189921		{6C274D90-C836-4719-A45B-E4A9127BB73A}	2125 CARDRONA VALLEY ROAD RD 2 WANAKA 9382	Aib-24	Sewerage	TPBS Valves	Valve	2021	01/05/2021	$149.97	$149.97	$13.51	$163.48	Reinstatement	$163.48
Queenstown Lakes District Council	Queenstown Lakes District, Otago	10195094	10189921		{6C274D90-C836-4719-A45B-E4A9127BB73A}	2125 CARDRONA VALLEY ROAD RD 2 WANAKA 9382	Aib-24	Sewerage	TPBS Valves	Valve	2021	01/05/2021	$633.20	$633.20	$57.06	$690.26	Reinstatement	$690.26
Queenstown Lakes District Council	Queenstown Lakes District, Otago	10195095	10189921		{6C274D90-C836-4719-A45B-E4A9127BB73A}	2125 CARDRONA VALLEY ROAD RD 2 WANAKA 9382	Aib-24	Sewerage	TPBS Valves	Valve	2021	01/05/2021	$149.97	$149.97	$13.51	$163.48	Reinstatement	$163.48
Queenstown Lakes District Council	Queenstown Lakes District, Otago	10195096	10189921		{6C274D90-C836-4719-A45B-E4A9127BB73A}	2125 CARDRONA VALLEY ROAD RD 2 WANAKA 9382	Aib-24	Sewerage	TPBS Valves	Valve	2021	01/05/2021	$149.97	$149.97	$13.51	$163.48	Reinstatement	$163.48
Queenstown Lakes District Council	Queenstown Lakes District, Otago	10195097	10189921		{6C274D90-C836-4719-A45B-E4A9127BB73A}	2125 CARDRONA VALLEY ROAD RD 2 WANAKA 9382	Aib-24	Sewerage	TPBS Valves	Solenoid Valve	2021	01/05/2021	$3,182.71	$3,182.71	$286.81	$3,469.52	Reinstatement	$3,469.52
Queenstown Lakes District Council	Queenstown Lakes District, Otago	10195098	10189921		{6C274D90-C836-4719-A45B-E4A9127BB73A}	2125 CARDRONA VALLEY ROAD RD 2 WANAKA 9382	Aib-24	Sewerage	TPBS Valves	Solenoid Valve	2021	01/05/2021	$1,283.08	$1,283.08	$115.63	$1,398.71	Reinstatement	$1,398.71
Queenstown Lakes District Council	Queenstown Lakes District, Otago	10195099	10189921		{6C274D90-C836-4719-A45B-E4A9127BB73A}	2125 CARDRONA VALLEY ROAD RD 2 WANAKA 9382	Aib-24	Sewerage	TPBS Valves	Solenoid Valve	2021	01/05/2021	$1,283.08	$1,283.08	$115.63	$1,398.71	Reinstatement	$1,398.71
Queenstown Lakes District Council	Queenstown Lakes District, Otago	10195100	10189921		{6C274D90-C836-4719-A45B-E4A9127BB73A}	2125 CARDRONA VALLEY ROAD RD 2 WANAKA 9382	Aib-24	Sewerage	TPBS Valves	Solenoid Valve	2021	01/05/2021	$1,283.08	$1,283.08	$115.63	$1,398.71	Reinstatement	$1,398.71
Queenstown Lakes District Council	Queenstown Lakes District, Otago	10195101	10189921		{6C274D90-C836-4719-A45B-E4A9127BB73A}	2125 CARDRONA VALLEY ROAD RD 2 WANAKA 9382	Aib-24	Sewerage	TPBS Valves	Solenoid Valve	2021	01/05/2021	$1,283.08	$1,283.08	$115.63	$1,398.71	Reinstatement	$1,398.71
Queenstown Lakes District Council	Queenstown Lakes District, Otago	10144453	10142560	210303	{651DED27-2CF7-4E8C-9EBE-4D1D6ADF66AA}	WILLOW PLACE	Aib-24	Sewerage	Pipework	Pipework	2009	01/09/2009	$0.00	$0.00	$0.00	$0.00	Indemnity	$0.00
Queenstown Lakes District Council	Queenstown Lakes District, Otago	10195102	10189921		{6C274D90-C836-4719-A45B-E4A9127BB73A}	2125 CARDRONA VALLEY ROAD RD 2 WANAKA 9382	Aib-24	Sewerage	TPBS Valves	Solenoid Valve	2021	01/05/2021	$3,182.71	$3,182.71	$286.81	$3,469.52	Reinstatement	$3,469.52
Queenstown Lakes District Council	Queenstown Lakes District, Otago	10144456	10142560	210324	{651DED27-2CF7-4E8C-9EBE-4D1D6ADF66AA}	WILLOW PLACE	Aib-24	Sewerage	Pipework	Pipework	2009	01/09/2009	$0.00	$0.00	$0.00	$0.00	Indemnity	$0.00
Queenstown Lakes District Council	Queenstown Lakes District, Otago	10195103	10189921		{6C274D90-C836-4719-A45B-E4A9127BB73A}	2125 CARDRONA VALLEY ROAD RD 2 WANAKA 9382	Aib-24	Sewerage	Electrical Equipment	Temperature Element	2021	01/05/2021	$5,365.61	$5,365.61	$483.52	$5,849.13	Reinstatement	$5,849.13
Queenstown Lakes District Council	Queenstown Lakes District, Otago	10195104	10189921		{6C274D90-C836-4719-A45B-E4A9127BB73A}	2125 CARDRONA VALLEY ROAD RD 2 WANAKA 9382	Aib-24	Sewerage	Electrical Equipment	Temperature Element	2021	01/05/2021	$5,365.61	$5,365.61	$483.52	$5,849.13	Reinstatement	$5,849.13
Queenstown Lakes District Council	Queenstown Lakes District, Otago	10144462	10142560	210337	{651DED27-2CF7-4E8C-9EBE-4D1D6ADF66AA}	WILLOW PLACE	Aib-24	Sewerage	Pipework	Pipework	2009	01/09/2009	$0.00	$0.00	$0.00	$0.00	Indemnity	$0.00
Queenstown Lakes District Council	Queenstown Lakes District, Otago	10195105	10189921		{6C274D90-C836-4719-A45B-E4A9127BB73A}	2125 CARDRONA VALLEY ROAD RD 2 WANAKA 9382	Aib-24	Sewerage	Electrical Equipment	Temperature Element	2021	01/05/2021	$5,365.61	$5,365.61	$483.52	$5,849.13	Reinstatement	$5,849.13
Queenstown Lakes District Council	Queenstown Lakes District, Otago	10195106	10189921		{6C274D90-C836-4719-A45B-E4A9127BB73A}	2125 CARDRONA VALLEY ROAD RD 2 WANAKA 9382	Aib-24	Sewerage	Electrical Equipment	Temperature Element	2021	01/05/2021	$5,365.61	$5,365.61	$483.52	$5,849.13	Reinstatement	$5,849.13
Queenstown Lakes District Council	Queenstown Lakes District, Otago	10144470	10142560	210333	{651DED27-2CF7-4E8C-9EBE-4D1D6ADF66AA}	WILLOW PLACE	Aib-24	Sewerage	Pipework	Pipework	2009	01/09/2009	$0.00	$0.00	$0.00	$0.00	Indemnity	$0.00
Queenstown Lakes District Council	Queenstown Lakes District, Otago	10144471	10142560	210334	{651DED27-2CF7-4E8C-9EBE-4D1D6ADF66AA}	WILLOW PLACE	Aib-24	Sewerage	Pipework	Pipework	2009	01/09/2009	$0.00	$0.00	$0.00	$0.00	Indemnity	$0.00
Queenstown Lakes District Council	Queenstown Lakes District, Otago	10195107	10189921		{6C274D90-C836-4719-A45B-E4A9127BB73A}	2125 CARDRONA VALLEY ROAD RD 2 WANAKA 9382	Aib-24	Sewerage	Structures	Tank	2021	01/05/2021	$1,299.75	$1,299.75	$117.13	$1,416.88	Reinstatement	$1,416.88
Queenstown Lakes District Council	Queenstown Lakes District, Otago	10144474	10142560	210307	{651DED27-2CF7-4E8C-9EBE-4D1D6ADF66AA}	WILLOW PLACE	Aib-24	Sewerage	Pipework	Pipework	2009	01/09/2009	$0.00	$0.00	$0.00	$0.00	Indemnity	$0.00
Queenstown Lakes District Council	Queenstown Lakes District, Otago	10195108	10189921		{6C274D90-C836-4719-A45B-E4A9127BB73A}	2125 CARDRONA VALLEY ROAD RD 2 WANAKA 9382	Aib-24	Sewerage	Electrical Equipment	Turbidity Meter	2021	01/05/2021	$9,198.20	$9,198.20	$828.90	$10,027.10	Reinstatement	$10,027.10
Queenstown Lakes District Council	Queenstown Lakes District, Otago	10195109	10189921		{6C274D90-C836-4719-A45B-E4A9127BB73A}	2125 CARDRONA VALLEY ROAD RD 2 WANAKA 9382	Aib-24	Sewerage	Electrical Equipment	Turbidity Meter	2021	01/05/2021	$9,198.20	$9,198.20	$828.90	$10,027.10	Reinstatement	$10,027.10
Queenstown Lakes District Council	Queenstown Lakes District, Otago	10195112	10189921		{6C274D90-C836-4719-A45B-E4A9127BB73A}	2125 CARDRONA VALLEY ROAD RD 2 WANAKA 9382	Aib-24	Sewerage	Misc	Flexible Joint	2021	01/05/2021	$183.31	$183.31	$16.52	$199.83	Reinstatement	$199.83
Queenstown Lakes District Council	Queenstown Lakes District, Otago	10195113	10189921		{6C274D90-C836-4719-A45B-E4A9127BB73A}	2125 CARDRONA VALLEY ROAD RD 2 WANAKA 9382	Aib-24	Sewerage	Misc	Flexible Joint	2021	01/05/2021	$183.31	$183.31	$16.52	$199.83	Reinstatement	$199.83
Queenstown Lakes District Council	Queenstown Lakes District, Otago	10144488	10142560	210319	{651DED27-2CF7-4E8C-9EBE-4D1D6ADF66AA}	WILLOW PLACE	Aib-24	Sewerage	Pipework	Pipework	2009	01/09/2009	$0.00	$0.00	$0.00	$0.00	Indemnity	$0.00
Queenstown Lakes District Council	Queenstown Lakes District, Otago	10195114	10189921		{6C274D90-C836-4719-A45B-E4A9127BB73A}	2125 CARDRONA VALLEY ROAD RD 2 WANAKA 9382	Aib-24	Sewerage	Misc	Flexible Joint	2021	01/05/2021	$183.31	$183.31	$16.52	$199.83	Reinstatement	$199.83
Queenstown Lakes District Council	Queenstown Lakes District, Otago	10144490	10142560	210320	{651DED27-2CF7-4E8C-9EBE-4D1D6ADF66AA}	WILLOW PLACE	Aib-24	Sewerage	Pipework	Pipework	2009	01/09/2009	$0.00	$0.00	$0.00	$0.00	Indemnity	$0.00
Queenstown Lakes District Council	Queenstown Lakes District, Otago	10195115	10189921		{6C274D90-C836-4719-A45B-E4A9127BB73A}	2125 CARDRONA VALLEY ROAD RD 2 WANAKA 9382	Aib-24	Sewerage	Misc	Flexible Joint	2021	01/05/2021	$183.31	$183.31	$16.52	$199.83	Reinstatement	$199.83
Queenstown Lakes District Council	Queenstown Lakes District, Otago	10195116	10189921		{6C274D90-C836-4719-A45B-E4A9127BB73A}	2125 CARDRONA VALLEY ROAD RD 2 WANAKA 9382	Aib-24	Sewerage	Misc	Flexible Joint	2021	01/05/2021	$183.31	$183.31	$16.52	$199.83	Reinstatement	$199.83
Queenstown Lakes District Council	Queenstown Lakes District, Otago	10195117	10189921		{6C274D90-C836-4719-A45B-E4A9127BB73A}	2125 CARDRONA VALLEY ROAD RD 2 WANAKA 9382	Aib-24	Sewerage	Misc	Flexible Joint	2021	01/05/2021	$183.31	$183.31	$16.52	$199.83	Reinstatement	$199.83
Queenstown Lakes District Council	Queenstown Lakes District, Otago	10195118	10189921		{6C274D90-C836-4719-A45B-E4A9127BB73A}	2125 CARDRONA VALLEY ROAD RD 2 WANAKA 9382	Aib-24	Sewerage	Misc	Flexible Joint	2021	01/05/2021	$183.31	$183.31	$16.52	$199.83	Reinstatement	$199.83
Queenstown Lakes District Council	Queenstown Lakes District, Otago	10195119	10189921		{6C274D90-C836-4719-A45B-E4A9127BB73A}	2125 CARDRONA VALLEY ROAD RD 2 WANAKA 9382	Aib-24	Sewerage	TPBS Valves	Isolating Valve	2021	01/05/2021	$949.82	$949.82	$85.59	$1,035.41	Reinstatement	$1,035.41
Queenstown Lakes District Council	Queenstown Lakes District, Otago	10195120	10189921		{6C274D90-C836-4719-A45B-E4A9127BB73A}	2125 CARDRONA VALLEY ROAD RD 2 WANAKA 9382	Aib-24	Sewerage	TPBS Valves	Isolating Valve	2021	01/05/2021	$949.82	$949.82	$85.59	$1,035.41	Reinstatement	$1,035.41
Queenstown Lakes District Council	Queenstown Lakes District, Otago	10195121	10189921		{6C274D90-C836-4719-A45B-E4A9127BB73A}	2125 CARDRONA VALLEY ROAD RD 2 WANAKA 9382	Aib-24	Sewerage	TPBS Valves	Isolating Valve	2021	01/05/2021	$3,582.62	$3,582.62	$322.85	$3,905.47	Reinstatement	$3,905.47
Queenstown Lakes District Council	Queenstown Lakes District, Otago	10195122	10189921		{6C274D90-C836-4719-A45B-E4A9127BB73A}	2125 CARDRONA VALLEY ROAD RD 2 WANAKA 9382	Aib-24	Sewerage	TPBS Valves	Isolating Valve	2021	01/05/2021	$483.23	$483.23	$43.55	$526.78	Reinstatement	$526.78
Queenstown Lakes District Council	Queenstown Lakes District, Otago	10195123	10189921		{6C274D90-C836-4719-A45B-E4A9127BB73A}	2125 CARDRONA VALLEY ROAD RD 2 WANAKA 9382	Aib-24	Sewerage	TPBS Valves	Isolating Valve	2021	01/05/2021	$483.23	$483.23	$43.55	$526.78	Reinstatement	$526.78
Queenstown Lakes District Council	Queenstown Lakes District, Otago	10144504	10142560	210314	{651DED27-2CF7-4E8C-9EBE-4D1D6ADF66AA}	WILLOW PLACE	Aib-24	Sewerage	Pipework	Pipework	2009	01/09/2009	$0.00	$0.00	$0.00	$0.00	Indemnity	$0.00
Queenstown Lakes District Council	Queenstown Lakes District, Otago	10195124	10189921		{6C274D90-C836-4719-A45B-E4A9127BB73A}	2125 CARDRONA VALLEY ROAD RD 2 WANAKA 9382	Aib-24	Sewerage	Electrical Equipment	Limit Switch	2021	01/05/2021	$7,415.22	$7,415.22	$668.23	$8,083.45	Reinstatement	$8,083.45
Queenstown Lakes District Council	Queenstown Lakes District, Otago	10195125	10189921		{6C274D90-C836-4719-A45B-E4A9127BB73A}	2125 CARDRONA VALLEY ROAD RD 2 WANAKA 9382	Aib-24	Sewerage	Electrical Equipment	Limit Switch	2021	01/05/2021	$7,415.22	$7,415.22	$668.23	$8,083.45	Reinstatement	$8,083.45
Queenstown Lakes District Council	Queenstown Lakes District, Otago	10195126	10189921		{6C274D90-C836-4719-A45B-E4A9127BB73A}	2125 CARDRONA VALLEY ROAD RD 2 WANAKA 9382	Aib-24	Sewerage	Electrical Equipment	Level Sensor	2021	01/05/2021	$416.58	$416.58	$37.54	$454.12	Reinstatement	$454.12
Queenstown Lakes District Council	Queenstown Lakes District, Otago	10195127	10189921		{6C274D90-C836-4719-A45B-E4A9127BB73A}	2125 CARDRONA VALLEY ROAD RD 2 WANAKA 9382	Aib-24	Sewerage	Electrical Equipment	Level Sensor	2021	01/05/2021	$416.58	$416.58	$37.54	$454.12	Reinstatement	$454.12
Queenstown Lakes District Council	Queenstown Lakes District, Otago	10144486	10142560	210340	{651DED27-2CF7-4E8C-9EBE-4D1D6ADF66AA}	WILLOW PLACE	Aib-24	Sewerage	Pipework	Pipework	2009	01/09/2009	$0.00	$0.00	$0.00	$0.00	Indemnity	$0.00
Queenstown Lakes District Council	Queenstown Lakes District, Otago	10195130	10189921		{6C274D90-C836-4719-A45B-E4A9127BB73A}	2125 CARDRONA VALLEY ROAD RD 2 WANAKA 9382	Aib-24	Sewerage	TPBS Valves	Valve	2021	01/05/2021	$149.97	$149.97	$13.51	$163.48	Reinstatement	$163.48
Queenstown Lakes District Council	Queenstown Lakes District, Otago	10195131	10189921		{6C274D90-C836-4719-A45B-E4A9127BB73A}	2125 CARDRONA VALLEY ROAD RD 2 WANAKA 9382	Aib-24	Sewerage	TPBS Valves	Valve	2021	01/05/2021	$483.23	$483.23	$43.55	$526.78	Reinstatement	$526.78
Queenstown Lakes District Council	Queenstown Lakes District, Otago	10195132	10189921		{6C274D90-C836-4719-A45B-E4A9127BB73A}	2125 CARDRONA VALLEY ROAD RD 2 WANAKA 9382	Aib-24	Sewerage	TPBS Valves	Valve	2021	01/05/2021	$483.23	$483.23	$43.55	$526.78	Reinstatement	$526.78
Queenstown Lakes District Council	Queenstown Lakes District, Otago	10195133	10189921		{6C274D90-C836-4719-A45B-E4A9127BB73A}	2125 CARDRONA VALLEY ROAD RD 2 WANAKA 9382	Aib-24	Sewerage	TPBS Valves	Valve	2021	01/05/2021	$483.23	$483.23	$43.55	$526.78	Reinstatement	$526.78
Queenstown Lakes District Council	Queenstown Lakes District, Otago	10195134	10189921		{6C274D90-C836-4719-A45B-E4A9127BB73A}	2125 CARDRONA VALLEY ROAD RD 2 WANAKA 9382	Aib-24	Sewerage	TPBS Valves	Valve	2021	01/05/2021	$316.61	$316.61	$28.53	$345.14	Reinstatement	$345.14
Queenstown Lakes District Council	Queenstown Lakes District, Otago	10195135	10189921		{6C274D90-C836-4719-A45B-E4A9127BB73A}	2125 CARDRONA VALLEY ROAD RD 2 WANAKA 9382	Aib-24	Sewerage	TPBS Valves	Valve	2021	01/05/2021	$483.23	$483.23	$43.55	$526.78	Reinstatement	$526.78
Queenstown Lakes District Council	Queenstown Lakes District, Otago	10195136	10189921		{6C274D90-C836-4719-A45B-E4A9127BB73A}	2125 CARDRONA VALLEY ROAD RD 2 WANAKA 9382	Aib-24	Sewerage	TPBS Valves	Valve	2021	01/05/2021	$483.23	$483.23	$43.55	$526.78	Reinstatement	$526.78
Queenstown Lakes District Council	Queenstown Lakes District, Otago	10195137	10189921		{6C274D90-C836-4719-A45B-E4A9127BB73A}	2125 CARDRONA VALLEY ROAD RD 2 WANAKA 9382	Aib-24	Sewerage	TPBS Valves	Valve	2021	01/05/2021	$3,582.62	$3,582.62	$322.85	$3,905.47	Reinstatement	$3,905.47
Queenstown Lakes District Council	Queenstown Lakes District, Otago	10195138	10189921		{6C274D90-C836-4719-A45B-E4A9127BB73A}	2125 CARDRONA VALLEY ROAD RD 2 WANAKA 9382	Aib-24	Sewerage	TPBS Valves	Valve	2021	01/05/2021	$483.23	$483.23	$43.55	$526.78	Reinstatement	$526.78
Queenstown Lakes District Council	Queenstown Lakes District, Otago	10195139	10189921		{6C274D90-C836-4719-A45B-E4A9127BB73A}	2125 CARDRONA VALLEY ROAD RD 2 WANAKA 9382	Aib-24	Sewerage	TPBS Valves	Valve	2021	01/05/2021	$483.23	$483.23	$43.55	$526.78	Reinstatement	$526.78
Queenstown Lakes District Council	Queenstown Lakes District, Otago	10195140	10189921		{6C274D90-C836-4719-A45B-E4A9127BB73A}	2125 CARDRONA VALLEY ROAD RD 2 WANAKA 9382	Aib-24	Sewerage	TPBS Valves	Valve	2021	01/05/2021	$483.23	$483.23	$43.55	$526.78	Reinstatement	$526.78
Queenstown Lakes District Council	Queenstown Lakes District, Otago	10195141	10189921		{6C274D90-C836-4719-A45B-E4A9127BB73A}	2125 CARDRONA VALLEY ROAD RD 2 WANAKA 9382	Aib-24	Sewerage	TPBS Valves	Valve	2021	01/05/2021	$3,582.62	$3,582.62	$322.85	$3,905.47	Reinstatement	$3,905.47
Queenstown Lakes District Council	Queenstown Lakes District, Otago	10195142	10189921		{6C274D90-C836-4719-A45B-E4A9127BB73A}	2125 CARDRONA VALLEY ROAD RD 2 WANAKA 9382	Aib-24	Sewerage	TPBS Valves	Valve	2021	01/05/2021	$316.61	$316.61	$28.53	$345.14	Reinstatement	$345.14
Queenstown Lakes District Council	Queenstown Lakes District, Otago	10195143	10189921		{6C274D90-C836-4719-A45B-E4A9127BB73A}	2125 CARDRONA VALLEY ROAD RD 2 WANAKA 9382	Aib-24	Sewerage	TPBS Valves	Valve	2021	01/05/2021	$483.23	$483.23	$43.55	$526.78	Reinstatement	$526.78
Queenstown Lakes District Council	Queenstown Lakes District, Otago	10195144	10189921		{6C274D90-C836-4719-A45B-E4A9127BB73A}	2125 CARDRONA VALLEY ROAD RD 2 WANAKA 9382	Aib-24	Sewerage	TPBS Valves	Valve	2021	01/05/2021	$483.23	$483.23	$43.55	$526.78	Reinstatement	$526.78
Queenstown Lakes District Council	Queenstown Lakes District, Otago	10144521	10142560	210335	{651DED27-2CF7-4E8C-9EBE-4D1D6ADF66AA}	WILLOW PLACE	Aib-24	Sewerage	Pipework	Pipework	2009	01/09/2009	$0.00	$0.00	$0.00	$0.00	Indemnity	$0.00
Queenstown Lakes District Council	Queenstown Lakes District, Otago	10195145	10189921		{6C274D90-C836-4719-A45B-E4A9127BB73A}	2125 CARDRONA VALLEY ROAD RD 2 WANAKA 9382	Aib-24	Sewerage	Electrical Equipment	Analyser Indicator C	2021	01/05/2021	$18,879.64	$18,879.64	$1,701.35	$20,580.99	Reinstatement	$20,580.99
Queenstown Lakes District Council	Queenstown Lakes District, Otago	10195146	10189921		{6C274D90-C836-4719-A45B-E4A9127BB73A}	2125 CARDRONA VALLEY ROAD RD 2 WANAKA 9382	Aib-24	Sewerage	Electrical Equipment	Analyser Indicator C	2021	01/05/2021	$14,630.46	$14,630.46	$1,318.43	$15,948.89	Reinstatement	$15,948.89
Queenstown Lakes District Council	Queenstown Lakes District, Otago	10195147	10189921		{6C274D90-C836-4719-A45B-E4A9127BB73A}	2125 CARDRONA VALLEY ROAD RD 2 WANAKA 9382	Aib-24	Sewerage	Electrical Equipment	Alarm System	2021	01/05/2021	$5,915.50	$5,915.50	$533.08	$6,448.58	Reinstatement	$6,448.58
Queenstown Lakes District Council	Queenstown Lakes District, Otago	10195148	10189921		{6C274D90-C836-4719-A45B-E4A9127BB73A}	2125 CARDRONA VALLEY ROAD RD 2 WANAKA 9382	Aib-24	Sewerage	Electrical Equipment	Alarm System	2021	01/05/2021	$11,597.73	$11,597.73	$1,045.13	$12,642.87	Reinstatement	$12,642.87
Queenstown Lakes District Council	Queenstown Lakes District, Otago	10195149	10189921		{6C274D90-C836-4719-A45B-E4A9127BB73A}	2125 CARDRONA VALLEY ROAD RD 2 WANAKA 9382	Aib-24	Sewerage	Electrical Equipment	Alarm System	2021	01/05/2021	$6,448.74	$6,448.74	$581.13	$7,029.87	Reinstatement	$7,029.87
Queenstown Lakes District Council	Queenstown Lakes District, Otago	10144542	10142560	210328	{651DED27-2CF7-4E8C-9EBE-4D1D6ADF66AA}	WILLOW PLACE	Aib-24	Sewerage	Pipework	Pipework	2009	01/09/2009	$0.00	$0.00	$0.00	$0.00	Indemnity	$0.00
Queenstown Lakes District Council	Queenstown Lakes District, Otago	10195150	10189921		{6C274D90-C836-4719-A45B-E4A9127BB73A}	2125 CARDRONA VALLEY ROAD RD 2 WANAKA 9382	Aib-24	Sewerage	Electrical Equipment	Alarm System	2021	01/05/2021	$8,298.38	$8,298.38	$747.81	$9,046.19	Reinstatement	$9,046.19
Queenstown Lakes District Council	Queenstown Lakes District, Otago	10195151	10189921		{6C274D90-C836-4719-A45B-E4A9127BB73A}	2125 CARDRONA VALLEY ROAD RD 2 WANAKA 9382	Aib-24	Sewerage	Electrical Equipment	Alarm System	2021	01/05/2021	$3,765.93	$3,765.93	$339.37	$4,105.30	Reinstatement	$4,105.30
Queenstown Lakes District Council	Queenstown Lakes District, Otago	10144545	10142560	210310	{651DED27-2CF7-4E8C-9EBE-4D1D6ADF66AA}	WILLOW PLACE	Aib-24	Sewerage	Pipework	Pipework	2009	01/09/2009	$0.00	$0.00	$0.00	$0.00	Indemnity	$0.00
Queenstown Lakes District Council	Queenstown Lakes District, Otago	10144547	10142560	210336	{651DED27-2CF7-4E8C-9EBE-4D1D6ADF66AA}	WILLOW PLACE	Aib-24	Sewerage	Pipework	Pipework	2009	01/09/2009	$0.00	$0.00	$0.00	$0.00	Indemnity	$0.00
Queenstown Lakes District Council	Queenstown Lakes District, Otago	10195154	10189921		{6C274D90-C836-4719-A45B-E4A9127BB73A}	2125 CARDRONA VALLEY ROAD RD 2 WANAKA 9382	Aib-24	Sewerage	TPBS Valves	Non Return Valve	2021	01/05/2021	$183.31	$183.31	$16.52	$199.83	Reinstatement	$199.83
Queenstown Lakes District Council	Queenstown Lakes District, Otago	10195155	10189921		{6C274D90-C836-4719-A45B-E4A9127BB73A}	2125 CARDRONA VALLEY ROAD RD 2 WANAKA 9382	Aib-24	Sewerage	Structures	Polymer Tank	2021	01/05/2021	$216.62	$216.62	$19.52	$236.14	Reinstatement	$236.14
Queenstown Lakes District Council	Queenstown Lakes District, Otago	10195158	10189921		{6C274D90-C836-4719-A45B-E4A9127BB73A}	2125 CARDRONA VALLEY ROAD RD 2 WANAKA 9382	Aib-24	Sewerage	TPBS Valves	Valve	2021	01/05/2021	$949.82	$949.82	$85.59	$1,035.41	Reinstatement	$1,035.41
Queenstown Lakes District Council	Queenstown Lakes District, Otago	10195159	10189921		{6C274D90-C836-4719-A45B-E4A9127BB73A}	2125 CARDRONA VALLEY ROAD RD 2 WANAKA 9382	Aib-24	Sewerage	TPBS Valves	Valve	2021	01/05/2021	$949.82	$949.82	$85.59	$1,035.41	Reinstatement	$1,035.41
Queenstown Lakes District Council	Queenstown Lakes District, Otago	10195160	10189921		{6C274D90-C836-4719-A45B-E4A9127BB73A}	2125 CARDRONA VALLEY ROAD RD 2 WANAKA 9382	Aib-24	Sewerage	Electrical Equipment	Temperature Indicato	2021	01/05/2021	$1,266.41	$1,266.41	$114.12	$1,380.54	Reinstatement	$1,380.54
Queenstown Lakes District Council	Queenstown Lakes District, Otago	10144562	10142560	217006	{651DED27-2CF7-4E8C-9EBE-4D1D6ADF66AA}	WILLOW PLACE	Aib-24	Sewerage	Miscellaneous	Fences	2009	01/10/2009	$0.00	$0.00	$0.00	$0.00	Indemnity	$0.00
Queenstown Lakes District Council	Queenstown Lakes District, Otago	10195161	10189921		{6C274D90-C836-4719-A45B-E4A9127BB73A}	2125 CARDRONA VALLEY ROAD RD 2 WANAKA 9382	Aib-24	Sewerage	Electrical Equipment	Temperature Element	2021	01/05/2021	$1,266.41	$1,266.41	$114.12	$1,380.54	Reinstatement	$1,380.54
Queenstown Lakes District Council	Queenstown Lakes District, Otago	10195162	10189921		{6C274D90-C836-4719-A45B-E4A9127BB73A}	2125 CARDRONA VALLEY ROAD RD 2 WANAKA 9382	Aib-24	Sewerage	Electrical Equipment	Turbidity Meter	2021	01/05/2021	$9,198.20	$9,198.20	$828.90	$10,027.10	Reinstatement	$10,027.10
Queenstown Lakes District Council	Queenstown Lakes District, Otago	10195163	10189921		{6C274D90-C836-4719-A45B-E4A9127BB73A}	2125 CARDRONA VALLEY ROAD RD 2 WANAKA 9382	Aib-24	Sewerage	TPBS Valves	Air Bleed Valve	2021	01/05/2021	$516.57	$516.57	$46.55	$563.12	Reinstatement	$563.12
Queenstown Lakes District Council	Queenstown Lakes District, Otago	10144552	10142560	210317	{651DED27-2CF7-4E8C-9EBE-4D1D6ADF66AA}	WILLOW PLACE	Aib-24	Sewerage	Pipework	Pipework	2009	01/09/2009	$0.00	$0.00	$0.00	$0.00	Indemnity	$0.00
Queenstown Lakes District Council	Queenstown Lakes District, Otago	10195164	10189921		{6C274D90-C836-4719-A45B-E4A9127BB73A}	2125 CARDRONA VALLEY ROAD RD 2 WANAKA 9382	Aib-24	Sewerage	Electrical Equipment	Control Panel	2021	01/05/2021	$152,070.28	$152,070.28	$13,703.87	$165,774.15	Reinstatement	$165,774.15
Queenstown Lakes District Council	Queenstown Lakes District, Otago	10195165	10189921		{6C274D90-C836-4719-A45B-E4A9127BB73A}	2125 CARDRONA VALLEY ROAD RD 2 WANAKA 9382	Aib-24	Sewerage	Electrical Equipment	Float Switch	2021	01/05/2021	$102,979.87	$102,979.87	$9,280.07	$112,259.95	Reinstatement	$112,259.95
Queenstown Lakes District Council	Queenstown Lakes District, Otago	10195166	10189921		{6C274D90-C836-4719-A45B-E4A9127BB73A}	2125 CARDRONA VALLEY ROAD RD 2 WANAKA 9382	Aib-24	Sewerage	TPBS Valves	Isolating Valve	2021	01/05/2021	$1,049.80	$1,049.80	$94.60	$1,144.40	Reinstatement	$1,144.40
Queenstown Lakes District Council	Queenstown Lakes District, Otago	10195167	10189921		{6C274D90-C836-4719-A45B-E4A9127BB73A}	2125 CARDRONA VALLEY ROAD RD 2 WANAKA 9382	Aib-24	Sewerage	TPBS Valves	Isolating Valve	2021	01/05/2021	$1,049.80	$1,049.80	$94.60	$1,144.40	Reinstatement	$1,144.40
Queenstown Lakes District Council	Queenstown Lakes District, Otago	10195168	10189921		{6C274D90-C836-4719-A45B-E4A9127BB73A}	2125 CARDRONA VALLEY ROAD RD 2 WANAKA 9382	Aib-24	Sewerage	TPBS Valves	Isolating Valve	2021	01/05/2021	$316.61	$316.61	$28.53	$345.14	Reinstatement	$345.14
Queenstown Lakes District Council	Queenstown Lakes District, Otago	10195169	10189921		{6C274D90-C836-4719-A45B-E4A9127BB73A}	2125 CARDRONA VALLEY ROAD RD 2 WANAKA 9382	Aib-24	Sewerage	TPBS Valves	Isolating Valve	2021	01/05/2021	$316.61	$316.61	$28.53	$345.14	Reinstatement	$345.14
Queenstown Lakes District Council	Queenstown Lakes District, Otago	10195170	10189921		{6C274D90-C836-4719-A45B-E4A9127BB73A}	2125 CARDRONA VALLEY ROAD RD 2 WANAKA 9382	Aib-24	Sewerage	TPBS Valves	Isolating Valve	2021	01/05/2021	$1,049.80	$1,049.80	$94.60	$1,144.40	Reinstatement	$1,144.40
Queenstown Lakes District Council	Queenstown Lakes District, Otago	10195171	10189921		{6C274D90-C836-4719-A45B-E4A9127BB73A}	2125 CARDRONA VALLEY ROAD RD 2 WANAKA 9382	Aib-24	Sewerage	TPBS Valves	Isolating Valve	2021	01/05/2021	$483.23	$483.23	$43.55	$526.78	Reinstatement	$526.78
Queenstown Lakes District Council	Queenstown Lakes District, Otago	10195172	10189921		{6C274D90-C836-4719-A45B-E4A9127BB73A}	2125 CARDRONA VALLEY ROAD RD 2 WANAKA 9382	Aib-24	Sewerage	TPBS Valves	Non Return Valve	2021	01/05/2021	$1,049.80	$1,049.80	$94.60	$1,144.40	Reinstatement	$1,144.40
Queenstown Lakes District Council	Queenstown Lakes District, Otago	10195173	10189921		{6C274D90-C836-4719-A45B-E4A9127BB73A}	2125 CARDRONA VALLEY ROAD RD 2 WANAKA 9382	Aib-24	Sewerage	Electrical Equipment	Pressure Sensor	2021	01/05/2021	$37,026.09	$37,026.09	$3,336.62	$40,362.71	Reinstatement	$40,362.71
Queenstown Lakes District Council	Queenstown Lakes District, Otago	10144576	10142560	210274	{651DED27-2CF7-4E8C-9EBE-4D1D6ADF66AA}	WILLOW PLACE	Aib-24	Sewerage	Structures	Foundation	2009	01/10/2009	$0.00	$0.00	$0.00	$0.00	Indemnity	$0.00
Queenstown Lakes District Council	Queenstown Lakes District, Otago	10195174	10189921		{6C274D90-C836-4719-A45B-E4A9127BB73A}	2125 CARDRONA VALLEY ROAD RD 2 WANAKA 9382	Aib-24	Sewerage	TPBS Valves	Valve	2021	01/05/2021	$316.61	$316.61	$28.53	$345.14	Reinstatement	$345.14
Queenstown Lakes District Council	Queenstown Lakes District, Otago	10144578	10142560	210275	{651DED27-2CF7-4E8C-9EBE-4D1D6ADF66AA}	WILLOW PLACE	Aib-24	Sewerage	Structures	Foundation	2009	01/10/2009	$0.00	$0.00	$0.00	$0.00	Indemnity	$0.00
Queenstown Lakes District Council	Queenstown Lakes District, Otago	10195175	10189921		{6C274D90-C836-4719-A45B-E4A9127BB73A}	2125 CARDRONA VALLEY ROAD RD 2 WANAKA 9382	Aib-24	Sewerage	TPBS Valves	Valve	2021	01/05/2021	$316.61	$316.61	$28.53	$345.14	Reinstatement	$345.14
Queenstown Lakes District Council	Queenstown Lakes District, Otago	10195177	10189921		{6C274D90-C836-4719-A45B-E4A9127BB73A}	2125 CARDRONA VALLEY ROAD RD 2 WANAKA 9382	Aib-24	Sewerage	Fan	Fan	2021	01/05/2021	$14,014.49	$14,014.49	$1,262.92	$15,277.41	Reinstatement	$15,277.41
Queenstown Lakes District Council	Queenstown Lakes District, Otago	10189570	10189234		{AAE50243-D401-4408-B343-220DADC43FF0}	1 MEMORIAL STREET QUEENSTOWN 9300	Aib-24	Sewerage	Fan	Ventilation	2021	11/11/2021	$278,030.73	$278,030.73	$25,054.85	$303,085.58	Reinstatement	$303,085.58
Queenstown Lakes District Council	Queenstown Lakes District, Otago	10189571	10189234		{AAE50243-D401-4408-B343-220DADC43FF0}	1 MEMORIAL STREET QUEENSTOWN 9300	Aib-24	Sewerage	TPBS Valves	Valve	2021	11/11/2021	$29,784.15	$29,784.15	$2,684.01	$32,468.16	Reinstatement	$32,468.16
Queenstown Lakes District Council	Queenstown Lakes District, Otago	10189572	10189234		{AAE50243-D401-4408-B343-220DADC43FF0}	1 MEMORIAL STREET QUEENSTOWN 9300	Aib-24	Sewerage	TPBS Valves	Valve	2021	11/11/2021	$29,784.15	$29,784.15	$2,684.01	$32,468.16	Reinstatement	$32,468.16
Queenstown Lakes District Council	Queenstown Lakes District, Otago	10189573	10189234		{AAE50243-D401-4408-B343-220DADC43FF0}	1 MEMORIAL STREET QUEENSTOWN 9300	Aib-24	Sewerage	TPBS Valves	Valve	2021	11/11/2021	$29,784.15	$29,784.15	$2,684.01	$32,468.16	Reinstatement	$32,468.16
Queenstown Lakes District Council	Queenstown Lakes District, Otago	10189579	10189234		{AAE50243-D401-4408-B343-220DADC43FF0}	1 MEMORIAL STREET QUEENSTOWN 9300	Aib-24	Sewerage	TPBS Valves	Valve	2021	11/11/2021	$29,784.15	$29,784.15	$2,684.01	$32,468.16	Reinstatement	$32,468.16
Queenstown Lakes District Council	Queenstown Lakes District, Otago	10189586	10189234		{AAE50243-D401-4408-B343-220DADC43FF0}	1 MEMORIAL STREET QUEENSTOWN 9300	Aib-24	Sewerage	Pipework	Pipework	2021	11/11/2021	$1,600,604.65	$1,600,604.65	$144,239.14	$1,744,843.78	Reinstatement	$1,744,843.78
Queenstown Lakes District Council	Queenstown Lakes District, Otago	10189587	10189234		{AAE50243-D401-4408-B343-220DADC43FF0}	1 MEMORIAL STREET QUEENSTOWN 9300	Aib-24	Sewerage	Pipework	Pipework	2021	11/11/2021	$29,784.15	$29,784.15	$2,684.01	$32,468.16	Reinstatement	$32,468.16
Queenstown Lakes District Council	Queenstown Lakes District, Otago	10189588	10189234		{AAE50243-D401-4408-B343-220DADC43FF0}	1 MEMORIAL STREET QUEENSTOWN 9300	Aib-24	Sewerage	Pipework	Pipework	2021	11/11/2021	$59,840.79	$59,840.79	$5,392.58	$65,233.36	Reinstatement	$65,233.36
Queenstown Lakes District Council	Queenstown Lakes District, Otago	10189589	10189234		{AAE50243-D401-4408-B343-220DADC43FF0}	1 MEMORIAL STREET QUEENSTOWN 9300	Aib-24	Sewerage	Pipework	Pipework	2021	11/11/2021	$29,784.15	$29,784.15	$2,684.01	$32,468.16	Reinstatement	$32,468.16
Queenstown Lakes District Council	Queenstown Lakes District, Otago	10189590	10189234		{AAE50243-D401-4408-B343-220DADC43FF0}	1 MEMORIAL STREET QUEENSTOWN 9300	Aib-24	Sewerage	Pipework	Pipework	2021	11/11/2021	$59,840.79	$59,840.79	$5,392.58	$65,233.36	Reinstatement	$65,233.36
Queenstown Lakes District Council	Queenstown Lakes District, Otago	10189591	10189234		{AAE50243-D401-4408-B343-220DADC43FF0}	1 MEMORIAL STREET QUEENSTOWN 9300	Aib-24	Sewerage	Pipework	Pipework	2021	11/11/2021	$59,840.79	$59,840.79	$5,392.58	$65,233.36	Reinstatement	$65,233.36
Queenstown Lakes District Council	Queenstown Lakes District, Otago	10189592	10189234		{AAE50243-D401-4408-B343-220DADC43FF0}	1 MEMORIAL STREET QUEENSTOWN 9300	Aib-24	Sewerage	Pipework	Pipework	2021	11/11/2021	$59,840.79	$59,840.79	$5,392.58	$65,233.36	Reinstatement	$65,233.36
Queenstown Lakes District Council	Queenstown Lakes District, Otago	10189595	10189234		{AAE50243-D401-4408-B343-220DADC43FF0}	1 MEMORIAL STREET QUEENSTOWN 9300	Aib-24	Sewerage	Motors	Motor	2021	11/11/2021	$117,501.56	$117,501.56	$10,588.70	$128,090.26	Reinstatement	$128,090.26
Queenstown Lakes District Council	Queenstown Lakes District, Otago	10189597	10189234		{AAE50243-D401-4408-B343-220DADC43FF0}	1 MEMORIAL STREET QUEENSTOWN 9300	Aib-24	Sewerage	Electrical Equipment	Variable Speed Drive	2021	11/11/2021	$117,501.56	$117,501.56	$10,588.70	$128,090.26	Reinstatement	$128,090.26
Queenstown Lakes District Council	Queenstown Lakes District, Otago	10189598	10189234		{AAE50243-D401-4408-B343-220DADC43FF0}	1 MEMORIAL STREET QUEENSTOWN 9300	Aib-24	Sewerage	Electrical Equipment	Variable Speed Drive	2021	11/11/2021	$117,501.56	$117,501.56	$10,588.70	$128,090.26	Reinstatement	$128,090.26
Queenstown Lakes District Council	Queenstown Lakes District, Otago	10189599	10189234		{AAE50243-D401-4408-B343-220DADC43FF0}	1 MEMORIAL STREET QUEENSTOWN 9300	Aib-24	Sewerage	Electrical Equipment	Variable Speed Drive	2021	11/11/2021	$117,501.56	$117,501.56	$10,588.70	$128,090.26	Reinstatement	$128,090.26
Queenstown Lakes District Council	Queenstown Lakes District, Otago	10189600	10189234		{AAE50243-D401-4408-B343-220DADC43FF0}	1 MEMORIAL STREET QUEENSTOWN 9300	Aib-24	Sewerage	Electrical Equipment	Pressure Transducer	2021	11/11/2021	$2,179.98	$2,179.98	$196.45	$2,376.43	Reinstatement	$2,376.43
Queenstown Lakes District Council	Queenstown Lakes District, Otago	10189601	10189234		{AAE50243-D401-4408-B343-220DADC43FF0}	1 MEMORIAL STREET QUEENSTOWN 9300	Aib-24	Sewerage	Electrical Equipment	Temperature Switch	2021	11/11/2021	$1,325,353.40	$1,325,353.40	$119,434.76	$1,444,788.16	Reinstatement	$1,444,788.16
Queenstown Lakes District Council	Queenstown Lakes District, Otago	10189602	10189234		{AAE50243-D401-4408-B343-220DADC43FF0}	1 MEMORIAL STREET QUEENSTOWN 9300	Aib-24	Sewerage	Electrical Equipment	Pressure Gauge	2021	11/11/2021	$2,179.98	$2,179.98	$196.45	$2,376.43	Reinstatement	$2,376.43
Queenstown Lakes District Council	Queenstown Lakes District, Otago	10189603	10189234		{AAE50243-D401-4408-B343-220DADC43FF0}	1 MEMORIAL STREET QUEENSTOWN 9300	Aib-24	Sewerage	Pumps	Pump	2021	11/11/2021	$175,135.11	$175,135.11	$15,782.37	$190,917.48	Reinstatement	$190,917.48
Queenstown Lakes District Council	Queenstown Lakes District, Otago	10189604	10189234		{AAE50243-D401-4408-B343-220DADC43FF0}	1 MEMORIAL STREET QUEENSTOWN 9300	Aib-24	Sewerage	Pumps	Pump	2021	11/11/2021	$175,135.11	$175,135.11	$15,782.37	$190,917.48	Reinstatement	$190,917.48
Queenstown Lakes District Council	Queenstown Lakes District, Otago	10189605	10189234		{AAE50243-D401-4408-B343-220DADC43FF0}	1 MEMORIAL STREET QUEENSTOWN 9300	Aib-24	Sewerage	Pumps	Pump	2021	11/11/2021	$175,135.11	$175,135.11	$15,782.37	$190,917.48	Reinstatement	$190,917.48
Queenstown Lakes District Council	Queenstown Lakes District, Otago	10189606	10189234		{AAE50243-D401-4408-B343-220DADC43FF0}	1 MEMORIAL STREET QUEENSTOWN 9300	Aib-24	Sewerage	Electrical Equipment	Level Transmitter	2021	11/11/2021	$16,540.69	$16,540.69	$1,490.57	$18,031.26	Reinstatement	$18,031.26
Queenstown Lakes District Council	Queenstown Lakes District, Otago	10189607	10189234		{AAE50243-D401-4408-B343-220DADC43FF0}	1 MEMORIAL STREET QUEENSTOWN 9300	Aib-24	Sewerage	Electrical Equipment	Level Sensor	2021	11/11/2021	$16,540.69	$16,540.69	$1,490.57	$18,031.26	Reinstatement	$18,031.26
Queenstown Lakes District Council	Queenstown Lakes District, Otago	10189608	10189234		{AAE50243-D401-4408-B343-220DADC43FF0}	1 MEMORIAL STREET QUEENSTOWN 9300	Aib-24	Sewerage	Electrical Equipment	Level Sensor	2021	11/11/2021	$16,540.69	$16,540.69	$1,490.57	$18,031.26	Reinstatement	$18,031.26
Queenstown Lakes District Council	Queenstown Lakes District, Otago	10189609	10189234		{AAE50243-D401-4408-B343-220DADC43FF0}	1 MEMORIAL STREET QUEENSTOWN 9300	Aib-24	Sewerage	Electrical Equipment	Level Sensor	2021	11/11/2021	$16,540.69	$16,540.69	$1,490.57	$18,031.26	Reinstatement	$18,031.26
Queenstown Lakes District Council	Queenstown Lakes District, Otago	10189610	10189234		{AAE50243-D401-4408-B343-220DADC43FF0}	1 MEMORIAL STREET QUEENSTOWN 9300	Aib-24	Sewerage	Electrical Equipment	Level Sensor	2021	11/11/2021	$16,540.69	$16,540.69	$1,490.57	$18,031.26	Reinstatement	$18,031.26
Queenstown Lakes District Council	Queenstown Lakes District, Otago	10189611	10189234		{AAE50243-D401-4408-B343-220DADC43FF0}	1 MEMORIAL STREET QUEENSTOWN 9300	Aib-24	Sewerage	Electrical Equipment	Level Sensor	2021	11/11/2021	$16,540.69	$16,540.69	$1,490.57	$18,031.26	Reinstatement	$18,031.26
Queenstown Lakes District Council	Queenstown Lakes District, Otago	10189612	10189234		{AAE50243-D401-4408-B343-220DADC43FF0}	1 MEMORIAL STREET QUEENSTOWN 9300	Aib-24	Sewerage	Electrical Equipment	Level Sensor	2021	11/11/2021	$16,540.69	$16,540.69	$1,490.57	$18,031.26	Reinstatement	$18,031.26
Queenstown Lakes District Council	Queenstown Lakes District, Otago	10189613	10189234		{AAE50243-D401-4408-B343-220DADC43FF0}	1 MEMORIAL STREET QUEENSTOWN 9300	Aib-24	Sewerage	Electrical Equipment	Level Indicator	2021	11/11/2021	$16,540.69	$16,540.69	$1,490.57	$18,031.26	Reinstatement	$18,031.26
Queenstown Lakes District Council	Queenstown Lakes District, Otago	10189614	10189234		{AAE50243-D401-4408-B343-220DADC43FF0}	1 MEMORIAL STREET QUEENSTOWN 9300	Aib-24	Sewerage	Electrical Equipment	Level Indicator	2021	11/11/2021	$16,540.69	$16,540.69	$1,490.57	$18,031.26	Reinstatement	$18,031.26
Queenstown Lakes District Council	Queenstown Lakes District, Otago	10189615	10189234		{AAE50243-D401-4408-B343-220DADC43FF0}	1 MEMORIAL STREET QUEENSTOWN 9300	Aib-24	Sewerage	Electrical Equipment	Level Indicator	2021	11/11/2021	$16,540.69	$16,540.69	$1,490.57	$18,031.26	Reinstatement	$18,031.26
Queenstown Lakes District Council	Queenstown Lakes District, Otago	10189616	10189234		{AAE50243-D401-4408-B343-220DADC43FF0}	1 MEMORIAL STREET QUEENSTOWN 9300	Aib-24	Sewerage	Electrical Equipment	Flow Switch	2021	11/11/2021	$146,440.97	$146,440.97	$13,196.59	$159,637.56	Reinstatement	$159,637.56
Queenstown Lakes District Council	Queenstown Lakes District, Otago	10189617	10189234		{AAE50243-D401-4408-B343-220DADC43FF0}	1 MEMORIAL STREET QUEENSTOWN 9300	Aib-24	Sewerage	Electrical Equipment	Flow Indicator Contr	2021	11/11/2021	$117,501.56	$117,501.56	$10,588.70	$128,090.26	Reinstatement	$128,090.26
Queenstown Lakes District Council	Queenstown Lakes District, Otago	10189624	10189234		{AAE50243-D401-4408-B343-220DADC43FF0}	1 MEMORIAL STREET QUEENSTOWN 9300	Aib-24	Sewerage	TPBS Valves	Valve	2021	11/11/2021	$290,701.94	$290,701.94	$26,196.72	$316,898.67	Reinstatement	$316,898.67
Queenstown Lakes District Council	Queenstown Lakes District, Otago	10189637	10189234		{AAE50243-D401-4408-B343-220DADC43FF0}	1 MEMORIAL STREET QUEENSTOWN 9300	Aib-24	Sewerage	Structures	Wet Well Lid	2021	11/11/2021	$117,501.56	$117,501.56	$10,588.70	$128,090.26	Reinstatement	$128,090.26
Queenstown Lakes District Council	Queenstown Lakes District, Otago	10189638	10189234		{AAE50243-D401-4408-B343-220DADC43FF0}	1 MEMORIAL STREET QUEENSTOWN 9300	Aib-24	Sewerage	Structures	Well	2021	11/11/2021	$2,588,086.54	$2,588,086.54	$233,226.47	$2,821,313.01	Reinstatement	$2,821,313.01
Queenstown Lakes District Council	Queenstown Lakes District, Otago	10189639	10189234		{AAE50243-D401-4408-B343-220DADC43FF0}	1 MEMORIAL STREET QUEENSTOWN 9300	Aib-24	Sewerage	Fan	Ventilation	2021	11/11/2021	$278,030.73	$278,030.73	$25,054.85	$303,085.58	Reinstatement	$303,085.58
Queenstown Lakes District Council	Queenstown Lakes District, Otago	10189640	10189234		{AAE50243-D401-4408-B343-220DADC43FF0}	1 MEMORIAL STREET QUEENSTOWN 9300	Aib-24	Sewerage	Miscellaneous	Sprinklers	2021	11/11/2021	$74,174.23	$74,174.23	$6,684.24	$80,858.47	Reinstatement	$80,858.47
Queenstown Lakes District Council	Queenstown Lakes District, Otago	10189641	10189234		{AAE50243-D401-4408-B343-220DADC43FF0}	1 MEMORIAL STREET QUEENSTOWN 9300	Aib-24	Sewerage	Miscellaneous	Sprinklers	2021	11/11/2021	$74,174.23	$74,174.23	$6,684.24	$80,858.47	Reinstatement	$80,858.47
Queenstown Lakes District Council	Queenstown Lakes District, Otago	10189642	10189234		{AAE50243-D401-4408-B343-220DADC43FF0}	1 MEMORIAL STREET QUEENSTOWN 9300	Aib-24	Sewerage	Miscellaneous	Sprinklers	2021	11/11/2021	$74,174.23	$74,174.23	$6,684.24	$80,858.47	Reinstatement	$80,858.47
Queenstown Lakes District Council	Queenstown Lakes District, Otago	10189643	10189234		{AAE50243-D401-4408-B343-220DADC43FF0}	1 MEMORIAL STREET QUEENSTOWN 9300	Aib-24	Sewerage	TPBS Valves	Solenoid Valve	2021	11/11/2021	$4,959.49	$4,959.49	$446.93	$5,406.42	Reinstatement	$5,406.42
Queenstown Lakes District Council	Queenstown Lakes District, Otago	10189644	10189234		{AAE50243-D401-4408-B343-220DADC43FF0}	1 MEMORIAL STREET QUEENSTOWN 9300	Aib-24	Sewerage	TPBS Valves	Solenoid Valve	2021	11/11/2021	$4,959.49	$4,959.49	$446.93	$5,406.42	Reinstatement	$5,406.42
Queenstown Lakes District Council	Queenstown Lakes District, Otago	10189645	10189234		{AAE50243-D401-4408-B343-220DADC43FF0}	1 MEMORIAL STREET QUEENSTOWN 9300	Aib-24	Sewerage	TPBS Valves	Solenoid Valve	2021	11/11/2021	$4,959.49	$4,959.49	$446.93	$5,406.42	Reinstatement	$5,406.42
Queenstown Lakes District Council	Queenstown Lakes District, Otago	10189646	10189234		{AAE50243-D401-4408-B343-220DADC43FF0}	1 MEMORIAL STREET QUEENSTOWN 9300	Aib-24	Sewerage	TPBS Valves	Solenoid Valve	2021	11/11/2021	$4,959.49	$4,959.49	$446.93	$5,406.42	Reinstatement	$5,406.42
Queenstown Lakes District Council	Queenstown Lakes District, Otago	10189647	10189234		{AAE50243-D401-4408-B343-220DADC43FF0}	1 MEMORIAL STREET QUEENSTOWN 9300	Aib-24	Sewerage	TPBS Valves	Solenoid Valve	2021	11/11/2021	$4,959.49	$4,959.49	$446.93	$5,406.42	Reinstatement	$5,406.42
Queenstown Lakes District Council	Queenstown Lakes District, Otago	10189648	10189234		{AAE50243-D401-4408-B343-220DADC43FF0}	1 MEMORIAL STREET QUEENSTOWN 9300	Aib-24	Sewerage	TPBS Valves	Solenoid Valve	2021	11/11/2021	$4,959.49	$4,959.49	$446.93	$5,406.42	Reinstatement	$5,406.42
Queenstown Lakes District Council	Queenstown Lakes District, Otago	10189649	10189234		{AAE50243-D401-4408-B343-220DADC43FF0}	1 MEMORIAL STREET QUEENSTOWN 9300	Aib-24	Sewerage	TPBS Valves	Solenoid Valve	2021	11/11/2021	$4,959.49	$4,959.49	$446.93	$5,406.42	Reinstatement	$5,406.42
Queenstown Lakes District Council	Queenstown Lakes District, Otago	10189650	10189234		{AAE50243-D401-4408-B343-220DADC43FF0}	1 MEMORIAL STREET QUEENSTOWN 9300	Aib-24	Sewerage	TPBS Valves	Solenoid Valve	2021	11/11/2021	$4,959.49	$4,959.49	$446.93	$5,406.42	Reinstatement	$5,406.42
Queenstown Lakes District Council	Queenstown Lakes District, Otago	10189651	10189234		{AAE50243-D401-4408-B343-220DADC43FF0}	1 MEMORIAL STREET QUEENSTOWN 9300	Aib-24	Sewerage	TPBS Valves	Solenoid Valve	2021	11/11/2021	$4,959.49	$4,959.49	$446.93	$5,406.42	Reinstatement	$5,406.42
Queenstown Lakes District Council	Queenstown Lakes District, Otago	10189652	10189234		{AAE50243-D401-4408-B343-220DADC43FF0}	1 MEMORIAL STREET QUEENSTOWN 9300	Aib-24	Sewerage	TPBS Valves	Solenoid Valve	2021	11/11/2021	$4,959.49	$4,959.49	$446.93	$5,406.42	Reinstatement	$5,406.42
Queenstown Lakes District Council	Queenstown Lakes District, Otago	10189653	10189234		{AAE50243-D401-4408-B343-220DADC43FF0}	1 MEMORIAL STREET QUEENSTOWN 9300	Aib-24	Sewerage	TPBS Valves	Solenoid Valve	2021	11/11/2021	$4,959.49	$4,959.49	$446.93	$5,406.42	Reinstatement	$5,406.42
Queenstown Lakes District Council	Queenstown Lakes District, Otago	10189654	10189234		{AAE50243-D401-4408-B343-220DADC43FF0}	1 MEMORIAL STREET QUEENSTOWN 9300	Aib-24	Sewerage	TPBS Valves	Solenoid Valve	2021	11/11/2021	$4,959.49	$4,959.49	$446.93	$5,406.42	Reinstatement	$5,406.42
Queenstown Lakes District Council	Queenstown Lakes District, Otago	10189655	10189234		{AAE50243-D401-4408-B343-220DADC43FF0}	1 MEMORIAL STREET QUEENSTOWN 9300	Aib-24	Sewerage	TPBS Valves	Solenoid Valve	2021	11/11/2021	$4,959.49	$4,959.49	$446.93	$5,406.42	Reinstatement	$5,406.42
Queenstown Lakes District Council	Queenstown Lakes District, Otago	10189656	10189234		{AAE50243-D401-4408-B343-220DADC43FF0}	1 MEMORIAL STREET QUEENSTOWN 9300	Aib-24	Sewerage	TPBS Valves	Solenoid Valve	2021	11/11/2021	$4,959.49	$4,959.49	$446.93	$5,406.42	Reinstatement	$5,406.42
Queenstown Lakes District Council	Queenstown Lakes District, Otago	10189657	10189234		{AAE50243-D401-4408-B343-220DADC43FF0}	1 MEMORIAL STREET QUEENSTOWN 9300	Aib-24	Sewerage	TPBS Valves	Valve	2021	11/11/2021	$4,959.49	$4,959.49	$446.93	$5,406.42	Reinstatement	$5,406.42
Queenstown Lakes District Council	Queenstown Lakes District, Otago	10189658	10189234		{AAE50243-D401-4408-B343-220DADC43FF0}	1 MEMORIAL STREET QUEENSTOWN 9300	Aib-24	Sewerage	TPBS Valves	Valve	2021	11/11/2021	$4,959.49	$4,959.49	$446.93	$5,406.42	Reinstatement	$5,406.42
Queenstown Lakes District Council	Queenstown Lakes District, Otago	10189659	10189234		{AAE50243-D401-4408-B343-220DADC43FF0}	1 MEMORIAL STREET QUEENSTOWN 9300	Aib-24	Sewerage	TPBS Valves	Valve	2021	11/11/2021	$4,959.49	$4,959.49	$446.93	$5,406.42	Reinstatement	$5,406.42
Queenstown Lakes District Council	Queenstown Lakes District, Otago	10189660	10189234		{AAE50243-D401-4408-B343-220DADC43FF0}	1 MEMORIAL STREET QUEENSTOWN 9300	Aib-24	Sewerage	TPBS Valves	Valve	2021	11/11/2021	$4,959.49	$4,959.49	$446.93	$5,406.42	Reinstatement	$5,406.42
Queenstown Lakes District Council	Queenstown Lakes District, Otago	10189661	10189234		{AAE50243-D401-4408-B343-220DADC43FF0}	1 MEMORIAL STREET QUEENSTOWN 9300	Aib-24	Sewerage	TPBS Valves	Valve	2021	11/11/2021	$4,959.49	$4,959.49	$446.93	$5,406.42	Reinstatement	$5,406.42
Queenstown Lakes District Council	Queenstown Lakes District, Otago	10189662	10189234		{AAE50243-D401-4408-B343-220DADC43FF0}	1 MEMORIAL STREET QUEENSTOWN 9300	Aib-24	Sewerage	TPBS Valves	Valve	2021	11/11/2021	$4,959.49	$4,959.49	$446.93	$5,406.42	Reinstatement	$5,406.42
Queenstown Lakes District Council	Queenstown Lakes District, Otago	10189663	10189234		{AAE50243-D401-4408-B343-220DADC43FF0}	1 MEMORIAL STREET QUEENSTOWN 9300	Aib-24	Sewerage	TPBS Valves	Valve	2021	11/11/2021	$4,959.49	$4,959.49	$446.93	$5,406.42	Reinstatement	$5,406.42
Queenstown Lakes District Council	Queenstown Lakes District, Otago	10189664	10189234		{AAE50243-D401-4408-B343-220DADC43FF0}	1 MEMORIAL STREET QUEENSTOWN 9300	Aib-24	Sewerage	TPBS Valves	Valve	2021	11/11/2021	$4,959.49	$4,959.49	$446.93	$5,406.42	Reinstatement	$5,406.42
Queenstown Lakes District Council	Queenstown Lakes District, Otago	10189665	10189234		{AAE50243-D401-4408-B343-220DADC43FF0}	1 MEMORIAL STREET QUEENSTOWN 9300	Aib-24	Sewerage	TPBS Valves	Valve	2021	11/11/2021	$4,959.49	$4,959.49	$446.93	$5,406.42	Reinstatement	$5,406.42
Queenstown Lakes District Council	Queenstown Lakes District, Otago	10189666	10189234		{AAE50243-D401-4408-B343-220DADC43FF0}	1 MEMORIAL STREET QUEENSTOWN 9300	Aib-24	Sewerage	Pipework	Pipework	2021	11/11/2021	$30,874.13	$30,874.13	$2,782.24	$33,656.37	Reinstatement	$33,656.37
Queenstown Lakes District Council	Queenstown Lakes District, Otago	10189667	10189234		{AAE50243-D401-4408-B343-220DADC43FF0}	1 MEMORIAL STREET QUEENSTOWN 9300	Aib-24	Sewerage	Pipework	Pipework	2021	11/11/2021	$30,874.13	$30,874.13	$2,782.24	$33,656.37	Reinstatement	$33,656.37
Queenstown Lakes District Council	Queenstown Lakes District, Otago	10189668	10189234		{AAE50243-D401-4408-B343-220DADC43FF0}	1 MEMORIAL STREET QUEENSTOWN 9300	Aib-24	Sewerage	Pipework	Pipework	2021	11/11/2021	$30,874.13	$30,874.13	$2,782.24	$33,656.37	Reinstatement	$33,656.37
Queenstown Lakes District Council	Queenstown Lakes District, Otago	10189669	10189234		{AAE50243-D401-4408-B343-220DADC43FF0}	1 MEMORIAL STREET QUEENSTOWN 9300	Aib-24	Sewerage	Pipework	Pipework	2021	11/11/2021	$30,874.13	$30,874.13	$2,782.24	$33,656.37	Reinstatement	$33,656.37
Queenstown Lakes District Council	Queenstown Lakes District, Otago	10189670	10189234		{AAE50243-D401-4408-B343-220DADC43FF0}	1 MEMORIAL STREET QUEENSTOWN 9300	Aib-24	Sewerage	Pipework	Pipework	2021	11/11/2021	$30,874.13	$30,874.13	$2,782.24	$33,656.37	Reinstatement	$33,656.37
Queenstown Lakes District Council	Queenstown Lakes District, Otago	10189671	10189234		{AAE50243-D401-4408-B343-220DADC43FF0}	1 MEMORIAL STREET QUEENSTOWN 9300	Aib-24	Sewerage	Pipework	Pipework	2021	11/11/2021	$30,874.13	$30,874.13	$2,782.24	$33,656.37	Reinstatement	$33,656.37
Queenstown Lakes District Council	Queenstown Lakes District, Otago	10189682	10189234		{AAE50243-D401-4408-B343-220DADC43FF0}	1 MEMORIAL STREET QUEENSTOWN 9300	Aib-24	Sewerage	Miscellaneous	Odour Control Unit	2021	11/11/2021	$290,701.94	$290,701.94	$26,196.72	$316,898.67	Reinstatement	$316,898.67
Queenstown Lakes District Council	Queenstown Lakes District, Otago	10189685	10189234		{AAE50243-D401-4408-B343-220DADC43FF0}	1 MEMORIAL STREET QUEENSTOWN 9300	Aib-24	Sewerage	Fan	Fan	2021	11/11/2021	$59,840.79	$59,840.79	$5,392.58	$65,233.36	Reinstatement	$65,233.36
Queenstown Lakes District Council	Queenstown Lakes District, Otago	10189686	10189234		{AAE50243-D401-4408-B343-220DADC43FF0}	1 MEMORIAL STREET QUEENSTOWN 9300	Aib-24	Sewerage	Backflow Device	Backflow Preventor	2021	11/11/2021	$41,365.35	$41,365.35	$3,727.66	$45,093.01	Reinstatement	$45,093.01
Queenstown Lakes District Council	Queenstown Lakes District, Otago	10189693	10189234		{AAE50243-D401-4408-B343-220DADC43FF0}	1 MEMORIAL STREET QUEENSTOWN 9300	Aib-24	Sewerage	Fan	Ventilation	2024	11/11/2024	$88,807.42	$88,807.42	$8,002.92	$96,810.34	Reinstatement	$96,810.34
Queenstown Lakes District Council	Queenstown Lakes District, Otago	10144678	10142560	210309	{651DED27-2CF7-4E8C-9EBE-4D1D6ADF66AA}	WILLOW PLACE	Aib-24	Sewerage	Pipework	Pipework	2009	01/09/2009	$0.00	$0.00	$0.00	$0.00	Indemnity	$0.00
Queenstown Lakes District Council	Queenstown Lakes District, Otago	10189694	10189234		{AAE50243-D401-4408-B343-220DADC43FF0}	1 MEMORIAL STREET QUEENSTOWN 9300	Aib-24	Sewerage	Fan	Ventilation	2024	11/11/2024	$88,807.42	$88,807.42	$8,002.92	$96,810.34	Reinstatement	$96,810.34
Queenstown Lakes District Council	Queenstown Lakes District, Otago	10186131	10142560		{651DED27-2CF7-4E8C-9EBE-4D1D6ADF66AA}	WILLOW PLACE	Aib-24	Sewerage	Pumps	Pump	2021	07/04/2021	$15,501.68	$15,501.68	$1,396.94	$16,898.62	Reinstatement	$16,898.62
Queenstown Lakes District Council	Queenstown Lakes District, Otago	10186132	10142560		{651DED27-2CF7-4E8C-9EBE-4D1D6ADF66AA}	WILLOW PLACE	Aib-24	Sewerage	Pumps	Pump	2021	07/04/2021	$15,501.68	$15,501.68	$1,396.94	$16,898.62	Reinstatement	$16,898.62
Queenstown Lakes District Council	Queenstown Lakes District, Otago	10186133	10142560		{651DED27-2CF7-4E8C-9EBE-4D1D6ADF66AA}	WILLOW PLACE	Aib-24	Sewerage	TPBS Valves	Non Return Valve	2009	01/01/2009	$750.64	$750.64	$67.64	$818.28	Reinstatement	$818.28
Queenstown Lakes District Council	Queenstown Lakes District, Otago	10186134	10142560		{651DED27-2CF7-4E8C-9EBE-4D1D6ADF66AA}	WILLOW PLACE	Aib-24	Sewerage	Pipework	Pipework	2021	24/03/2021	$658.42	$658.42	$59.33	$717.75	Reinstatement	$717.75
Queenstown Lakes District Council	Queenstown Lakes District, Otago	10186135	10142560		{651DED27-2CF7-4E8C-9EBE-4D1D6ADF66AA}	WILLOW PLACE	Aib-24	Sewerage	Pipework	Pipework	2021	24/03/2021	$658.42	$658.42	$59.33	$717.75	Reinstatement	$717.75
Queenstown Lakes District Council	Queenstown Lakes District, Otago	10186136	10142560		{651DED27-2CF7-4E8C-9EBE-4D1D6ADF66AA}	WILLOW PLACE	Aib-24	Sewerage	Miscellaneous	Pump Rails	2021	24/03/2021	$790.06	$790.06	$71.20	$861.26	Reinstatement	$861.26
Queenstown Lakes District Council	Queenstown Lakes District, Otago	10186137	10142560		{651DED27-2CF7-4E8C-9EBE-4D1D6ADF66AA}	WILLOW PLACE	Aib-24	Sewerage	Miscellaneous	Pump Rails	2021	24/03/2021	$790.06	$790.06	$71.20	$861.26	Reinstatement	$861.26
Queenstown Lakes District Council	Queenstown Lakes District, Otago	10144687	10142560	210313	{651DED27-2CF7-4E8C-9EBE-4D1D6ADF66AA}	WILLOW PLACE	Aib-24	Sewerage	Pipework	Pipework	2009	01/09/2009	$0.00	$0.00	$0.00	$0.00	Indemnity	$0.00
Queenstown Lakes District Council	Queenstown Lakes District, Otago	10186138	10142560		{651DED27-2CF7-4E8C-9EBE-4D1D6ADF66AA}	WILLOW PLACE	Aib-24	Sewerage	Pipework	Pipework	2021	24/03/2021	$790.06	$790.06	$71.20	$861.26	Reinstatement	$861.26
Queenstown Lakes District Council	Queenstown Lakes District, Otago	10186139	10142560		{651DED27-2CF7-4E8C-9EBE-4D1D6ADF66AA}	WILLOW PLACE	Aib-24	Sewerage	Pipework	Pipework	2021	24/03/2021	$790.06	$790.06	$71.20	$861.26	Reinstatement	$861.26
Queenstown Lakes District Council	Queenstown Lakes District, Otago	10186140	10142560		{651DED27-2CF7-4E8C-9EBE-4D1D6ADF66AA}	WILLOW PLACE	Aib-24	Sewerage	Pipework	Pipework	2021	24/03/2021	$790.06	$790.06	$71.20	$861.26	Reinstatement	$861.26
Queenstown Lakes District Council	Queenstown Lakes District, Otago	10186141	10142560		{651DED27-2CF7-4E8C-9EBE-4D1D6ADF66AA}	WILLOW PLACE	Aib-24	Sewerage	Pipework	Pipework	2021	24/03/2021	$790.06	$790.06	$71.20	$861.26	Reinstatement	$861.26
Queenstown Lakes District Council	Queenstown Lakes District, Otago	10186142	10142560		{651DED27-2CF7-4E8C-9EBE-4D1D6ADF66AA}	WILLOW PLACE	Aib-24	Sewerage	Pipework	Pipework	2021	24/03/2021	$790.06	$790.06	$71.20	$861.26	Reinstatement	$861.26
Queenstown Lakes District Council	Queenstown Lakes District, Otago	10186143	10142560		{651DED27-2CF7-4E8C-9EBE-4D1D6ADF66AA}	WILLOW PLACE	Aib-24	Sewerage	Pipework	Pipework	2021	24/03/2021	$790.06	$790.06	$71.20	$861.26	Reinstatement	$861.26
Queenstown Lakes District Council	Queenstown Lakes District, Otago	10186144	10142560		{651DED27-2CF7-4E8C-9EBE-4D1D6ADF66AA}	WILLOW PLACE	Aib-24	Sewerage	Electrical Equipment	Pressure Transducer	2021	26/03/2021	$526.77	$526.77	$47.47	$574.24	Reinstatement	$574.24
Queenstown Lakes District Council	Queenstown Lakes District, Otago	10144696	10142560	210329	{651DED27-2CF7-4E8C-9EBE-4D1D6ADF66AA}	WILLOW PLACE	Aib-24	Sewerage	Pipework	Pipework	2009	01/09/2009	$0.00	$0.00	$0.00	$0.00	Indemnity	$0.00
Queenstown Lakes District Council	Queenstown Lakes District, Otago	10186145	10142560		{651DED27-2CF7-4E8C-9EBE-4D1D6ADF66AA}	WILLOW PLACE	Aib-24	Sewerage	TPBS Valves	Valve	2021	24/03/2021	$1,299.17	$1,299.17	$117.07	$1,416.24	Reinstatement	$1,416.24
Queenstown Lakes District Council	Queenstown Lakes District, Otago	10186146	10142560		{651DED27-2CF7-4E8C-9EBE-4D1D6ADF66AA}	WILLOW PLACE	Aib-24	Sewerage	TPBS Valves	Valve	2021	24/03/2021	$1,299.17	$1,299.17	$117.07	$1,416.24	Reinstatement	$1,416.24
Queenstown Lakes District Council	Queenstown Lakes District, Otago	10144702	10142560	210326	{651DED27-2CF7-4E8C-9EBE-4D1D6ADF66AA}	WILLOW PLACE	Aib-24	Sewerage	Pipework	Pipework	2009	01/09/2009	$0.00	$0.00	$0.00	$0.00	Indemnity	$0.00
Queenstown Lakes District Council	Queenstown Lakes District, Otago	10186147	10142560		{651DED27-2CF7-4E8C-9EBE-4D1D6ADF66AA}	WILLOW PLACE	Aib-24	Sewerage	TPBS Valves	Valve	2021	24/03/2021	$1,299.17	$1,299.17	$117.07	$1,416.24	Reinstatement	$1,416.24
Queenstown Lakes District Council	Queenstown Lakes District, Otago	10186151	10142560		{651DED27-2CF7-4E8C-9EBE-4D1D6ADF66AA}	WILLOW PLACE	Aib-24	Sewerage	Pipework	Pipework	2021	24/03/2021	$790.06	$790.06	$71.20	$861.26	Reinstatement	$861.26
Queenstown Lakes District Council	Queenstown Lakes District, Otago	10186152	10142560		{651DED27-2CF7-4E8C-9EBE-4D1D6ADF66AA}	WILLOW PLACE	Aib-24	Sewerage	Pipework	Pipework	2021	24/03/2021	$790.06	$790.06	$71.20	$861.26	Reinstatement	$861.26
Queenstown Lakes District Council	Queenstown Lakes District, Otago	10186153	10142560		{651DED27-2CF7-4E8C-9EBE-4D1D6ADF66AA}	WILLOW PLACE	Aib-24	Sewerage	Pipework	Pipework	2021	24/03/2021	$526.77	$526.77	$47.47	$574.24	Reinstatement	$574.24
Queenstown Lakes District Council	Queenstown Lakes District, Otago	10186154	10142560		{651DED27-2CF7-4E8C-9EBE-4D1D6ADF66AA}	WILLOW PLACE	Aib-24	Sewerage	Pipework	Pipework	2021	24/03/2021	$790.06	$790.06	$71.20	$861.26	Reinstatement	$861.26
Queenstown Lakes District Council	Queenstown Lakes District, Otago	10186155	10142560		{651DED27-2CF7-4E8C-9EBE-4D1D6ADF66AA}	WILLOW PLACE	Aib-24	Sewerage	Pipework	Pipework	2021	24/03/2021	$790.06	$790.06	$71.20	$861.26	Reinstatement	$861.26
Queenstown Lakes District Council	Queenstown Lakes District, Otago	10186156	10142560		{651DED27-2CF7-4E8C-9EBE-4D1D6ADF66AA}	WILLOW PLACE	Aib-24	Sewerage	Pipework	Pipework	2021	24/03/2021	$526.77	$526.77	$47.47	$574.24	Reinstatement	$574.24
Queenstown Lakes District Council	Queenstown Lakes District, Otago	10186157	10142560		{651DED27-2CF7-4E8C-9EBE-4D1D6ADF66AA}	WILLOW PLACE	Aib-24	Sewerage	Pipework	Pipework	2021	24/03/2021	$790.06	$790.06	$71.20	$861.26	Reinstatement	$861.26
Queenstown Lakes District Council	Queenstown Lakes District, Otago	10186158	10142560		{651DED27-2CF7-4E8C-9EBE-4D1D6ADF66AA}	WILLOW PLACE	Aib-24	Sewerage	Pipework	Pipework	2021	24/03/2021	$1,316.83	$1,316.83	$118.67	$1,435.49	Reinstatement	$1,435.49
Queenstown Lakes District Council	Queenstown Lakes District, Otago	10186159	10142560		{651DED27-2CF7-4E8C-9EBE-4D1D6ADF66AA}	WILLOW PLACE	Aib-24	Sewerage	Pipework	Pipework	2021	24/03/2021	$2,633.65	$2,633.65	$237.33	$2,870.99	Reinstatement	$2,870.99
Queenstown Lakes District Council	Queenstown Lakes District, Otago	10186160	10142560		{651DED27-2CF7-4E8C-9EBE-4D1D6ADF66AA}	WILLOW PLACE	Aib-24	Sewerage	Pipework	Pipework	2021	24/03/2021	$1,316.83	$1,316.83	$118.67	$1,435.49	Reinstatement	$1,435.49
Queenstown Lakes District Council	Queenstown Lakes District, Otago	10186161	10142560		{651DED27-2CF7-4E8C-9EBE-4D1D6ADF66AA}	WILLOW PLACE	Aib-24	Sewerage	TPBS Valves	Valve	2021	24/03/2021	$2,633.65	$2,633.65	$237.33	$2,870.99	Reinstatement	$2,870.99
Queenstown Lakes District Council	Queenstown Lakes District, Otago	10186162	10142560		{651DED27-2CF7-4E8C-9EBE-4D1D6ADF66AA}	WILLOW PLACE	Aib-24	Sewerage	Pipework	Pipework	2021	24/03/2021	$790.06	$790.06	$71.20	$861.26	Reinstatement	$861.26
Queenstown Lakes District Council	Queenstown Lakes District, Otago	10186163	10142560		{651DED27-2CF7-4E8C-9EBE-4D1D6ADF66AA}	WILLOW PLACE	Aib-24	Sewerage	Pipework	Pipework	2021	24/03/2021	$790.06	$790.06	$71.20	$861.26	Reinstatement	$861.26
Queenstown Lakes District Council	Queenstown Lakes District, Otago	10186166	10142560		{651DED27-2CF7-4E8C-9EBE-4D1D6ADF66AA}	WILLOW PLACE	Aib-24	Sewerage	TPBS Valves	Air Bleed Valve	2021	24/03/2021	$9,236.22	$9,236.22	$832.33	$10,068.54	Reinstatement	$10,068.54
Queenstown Lakes District Council	Queenstown Lakes District, Otago	10186167	10142560		{651DED27-2CF7-4E8C-9EBE-4D1D6ADF66AA}	WILLOW PLACE	Aib-24	Sewerage	Structures	Chamber Lid	2021	16/03/2021	$3,687.20	$3,687.20	$332.27	$4,019.48	Reinstatement	$4,019.48
Queenstown Lakes District Council	Queenstown Lakes District, Otago	10186168	10142560		{651DED27-2CF7-4E8C-9EBE-4D1D6ADF66AA}	WILLOW PLACE	Aib-24	Sewerage	Electrical Equipment	Electrical Controls	2021	07/04/2021	$27,858.35	$27,858.35	$2,510.47	$30,368.82	Reinstatement	$30,368.82
Queenstown Lakes District Council	Queenstown Lakes District, Otago	10186169	10142560		{651DED27-2CF7-4E8C-9EBE-4D1D6ADF66AA}	WILLOW PLACE	Aib-24	Sewerage	Electrical Equipment	Flow Indicator Contr	2021	07/04/2021	$2,285.20	$2,285.20	$205.93	$2,491.13	Reinstatement	$2,491.13
Queenstown Lakes District Council	Queenstown Lakes District, Otago	10186170	10142560		{651DED27-2CF7-4E8C-9EBE-4D1D6ADF66AA}	WILLOW PLACE	Aib-24	Sewerage	Miscellaneous	Fences	2021	14/04/2021	$288.76	$288.76	$26.02	$314.79	Reinstatement	$314.79
Queenstown Lakes District Council	Queenstown Lakes District, Otago	10186171	10142560		{651DED27-2CF7-4E8C-9EBE-4D1D6ADF66AA}	WILLOW PLACE	Aib-24	Sewerage	Miscellaneous	Landscaping	2021	16/04/2021	$460.95	$460.95	$41.54	$502.49	Reinstatement	$502.49
Queenstown Lakes District Council	Queenstown Lakes District, Otago	10186172	10142560		{651DED27-2CF7-4E8C-9EBE-4D1D6ADF66AA}	WILLOW PLACE	Aib-24	Sewerage	Electrical Equipment	Level Indicator	2021	07/04/2021	$619.00	$619.00	$55.78	$674.78	Reinstatement	$674.78
Queenstown Lakes District Council	Queenstown Lakes District, Otago	10186173	10142560		{651DED27-2CF7-4E8C-9EBE-4D1D6ADF66AA}	WILLOW PLACE	Aib-24	Sewerage	Electrical Equipment	Level Indicator	2021	07/04/2021	$619.00	$619.00	$55.78	$674.78	Reinstatement	$674.78
Queenstown Lakes District Council	Queenstown Lakes District, Otago	10186174	10142560		{651DED27-2CF7-4E8C-9EBE-4D1D6ADF66AA}	WILLOW PLACE	Aib-24	Sewerage	Electrical Equipment	Level Transducer	2021	07/04/2021	$329.30	$329.30	$29.68	$358.98	Reinstatement	$358.98
Queenstown Lakes District Council	Queenstown Lakes District, Otago	10186175	10142560		{651DED27-2CF7-4E8C-9EBE-4D1D6ADF66AA}	WILLOW PLACE	Aib-24	Sewerage	Miscellaneous	Pump Chamber	2009	01/01/2009	$1,316.83	$1,316.83	$118.67	$1,435.49	Reinstatement	$1,435.49
Queenstown Lakes District Council	Queenstown Lakes District, Otago	10186176	10142560		{651DED27-2CF7-4E8C-9EBE-4D1D6ADF66AA}	WILLOW PLACE	Aib-24	Sewerage	Electrical Equipment	Pump Control	2021	07/04/2021	$24,562.57	$24,562.57	$2,213.47	$26,776.03	Reinstatement	$26,776.03
Queenstown Lakes District Council	Queenstown Lakes District, Otago	10186177	10142560		{651DED27-2CF7-4E8C-9EBE-4D1D6ADF66AA}	WILLOW PLACE	Aib-24	Sewerage	Miscellaneous	Access Road	2021	26/03/2021	$2,633.65	$2,633.65	$237.33	$2,870.99	Reinstatement	$2,870.99
Queenstown Lakes District Council	Queenstown Lakes District, Otago	10186178	10142560		{651DED27-2CF7-4E8C-9EBE-4D1D6ADF66AA}	WILLOW PLACE	Aib-24	Sewerage	Electrical Equipment	Switchboard	2021	29/03/2021	$15,820.00	$15,820.00	$1,425.63	$17,245.63	Reinstatement	$17,245.63
Queenstown Lakes District Council	Queenstown Lakes District, Otago	10186179	10142560		{651DED27-2CF7-4E8C-9EBE-4D1D6ADF66AA}	WILLOW PLACE	Aib-24	Sewerage	Generator	Generator	2021	18/05/2021	$27,310.83	$27,310.83	$2,461.13	$29,771.96	Reinstatement	$29,771.96
Queenstown Lakes District Council	Queenstown Lakes District, Otago	10194592	10005506		{EB1CA1D9-723D-42A6-8D0D-016D90DCFFF8}	WANAKA-MOUNT ASPIRING ROAD WANAKA 9382	Aib-24	Water Supply	Electrical Equipment	Flow Switch	2021	03/08/2021	$27,217.40	$27,217.40	$2,452.71	$29,670.10	Reinstatement	$29,670.10
Queenstown Lakes District Council	Queenstown Lakes District, Otago	10194593	10005506		{EB1CA1D9-723D-42A6-8D0D-016D90DCFFF8}	WANAKA-MOUNT ASPIRING ROAD WANAKA 9382	Aib-24	Water Supply	Pipework	Pipes and Fittings	2021	03/08/2021	$8,006.06	$8,006.06	$721.47	$8,727.53	Reinstatement	$8,727.53
Queenstown Lakes District Council	Queenstown Lakes District, Otago	10194594	10005506		{EB1CA1D9-723D-42A6-8D0D-016D90DCFFF8}	WANAKA-MOUNT ASPIRING ROAD WANAKA 9382	Aib-24	Water Supply	Pipework	Pipes and Fittings	2021	03/08/2021	$8,006.06	$8,006.06	$721.47	$8,727.53	Reinstatement	$8,727.53
Queenstown Lakes District Council	Queenstown Lakes District, Otago	10194595	10005506		{EB1CA1D9-723D-42A6-8D0D-016D90DCFFF8}	WANAKA-MOUNT ASPIRING ROAD WANAKA 9382	Aib-24	Water Supply	Pipework	Pipes and Fittings	2021	03/08/2021	$10,916.87	$10,916.87	$983.78	$11,900.65	Reinstatement	$11,900.65
Queenstown Lakes District Council	Queenstown Lakes District, Otago	10194596	10005506		{EB1CA1D9-723D-42A6-8D0D-016D90DCFFF8}	WANAKA-MOUNT ASPIRING ROAD WANAKA 9382	Aib-24	Water Supply	Structures	Chamber	2021	04/08/2021	$12,663.35	$12,663.35	$1,141.16	$13,804.51	Reinstatement	$13,804.51
Queenstown Lakes District Council	Queenstown Lakes District, Otago	10194597	10005506		{EB1CA1D9-723D-42A6-8D0D-016D90DCFFF8}	WANAKA-MOUNT ASPIRING ROAD WANAKA 9382	Aib-24	Water Supply	Structures	Chamber	2021	04/08/2021	$10,334.70	$10,334.70	$931.32	$11,266.01	Reinstatement	$11,266.01
Queenstown Lakes District Council	Queenstown Lakes District, Otago	10194598	10005506		{EB1CA1D9-723D-42A6-8D0D-016D90DCFFF8}	WANAKA-MOUNT ASPIRING ROAD WANAKA 9382	Aib-24	Water Supply	Structures	Chamber	2021	04/08/2021	$10,334.70	$10,334.70	$931.32	$11,266.01	Reinstatement	$11,266.01
Queenstown Lakes District Council	Queenstown Lakes District, Otago	10194599	10005506		{EB1CA1D9-723D-42A6-8D0D-016D90DCFFF8}	WANAKA-MOUNT ASPIRING ROAD WANAKA 9382	Aib-24	Water Supply	Structures	Chamber	2021	04/08/2021	$9,752.54	$9,752.54	$878.85	$10,631.39	Reinstatement	$10,631.39
Queenstown Lakes District Council	Queenstown Lakes District, Otago	10194600	10005506		{EB1CA1D9-723D-42A6-8D0D-016D90DCFFF8}	WANAKA-MOUNT ASPIRING ROAD WANAKA 9382	Aib-24	Water Supply	Structures	Chamber	2021	04/08/2021	$7,423.90	$7,423.90	$669.01	$8,092.90	Reinstatement	$8,092.90
Queenstown Lakes District Council	Queenstown Lakes District, Otago	10194601	10005506		{EB1CA1D9-723D-42A6-8D0D-016D90DCFFF8}	WANAKA-MOUNT ASPIRING ROAD WANAKA 9382	Aib-24	Water Supply	(blank)	Electrical Services	2021	03/08/2021	$10,334.64	$10,334.64	$931.31	$11,265.95	Reinstatement	$11,265.95
Queenstown Lakes District Council	Queenstown Lakes District, Otago	10148708	10142892	206799		#N/A	Aib-24	Sewerage	Generator	Generator	1995	01/01/1995	$426.63	$426.63	$38.45	$465.07	Reinstatement	$465.07
Queenstown Lakes District Council	Queenstown Lakes District, Otago	10194285	10142694		{8DB9E3ED-39E0-49D1-A10E-5E34A5E0E822}	4 SHOTOVER DELTA ROAD LOWER SHOTOVER QUEENSTOWN 9304	Aib-24	Sewerage	Pipework	Pipework	2021	30/06/2021	$27,123.99	$27,123.99	$2,444.29	$29,568.28	Reinstatement	$29,568.28
Queenstown Lakes District Council	Queenstown Lakes District, Otago	10186182	10174991		{13AB81C9-3193-4432-BC6E-BD19EB89E1B5}	BUCKINGHAM STREET ARROWTOWN 9302	Aib-24	Sewerage	Electrical Equipment	Electrical Controls	2020	09/09/2020	$0.00	$0.00	$0.00	$3,895.71	Reinstatement	$3,895.71
Queenstown Lakes District Council	Queenstown Lakes District, Otago	10186183	10174991		{13AB81C9-3193-4432-BC6E-BD19EB89E1B5}	BUCKINGHAM STREET ARROWTOWN 9302	Aib-24	Sewerage	Electrical Equipment	Electrical Controls	2020	09/09/2020	$0.00	$0.00	$0.00	$3,895.71	Reinstatement	$3,895.71
Queenstown Lakes District Council	Queenstown Lakes District, Otago	10186185	10174991		{13AB81C9-3193-4432-BC6E-BD19EB89E1B5}	BUCKINGHAM STREET ARROWTOWN 9302	Aib-24	Sewerage	Electrical Equipment	Electrical Controls	2020	09/09/2020	$0.00	$0.00	$0.00	$3,895.71	Reinstatement	$3,895.71
Queenstown Lakes District Council	Queenstown Lakes District, Otago	10186186	10174991		{13AB81C9-3193-4432-BC6E-BD19EB89E1B5}	BUCKINGHAM STREET ARROWTOWN 9302	Aib-24	Sewerage	Electrical Equipment	Electrical Controls	2020	09/09/2020	$0.00	$0.00	$0.00	$3,895.71	Reinstatement	$3,895.71
Queenstown Lakes District Council	Queenstown Lakes District, Otago	10186187	10174991		{13AB81C9-3193-4432-BC6E-BD19EB89E1B5}	BUCKINGHAM STREET ARROWTOWN 9302	Aib-24	Sewerage	Conduits & Cabling	Cabling	2020	09/09/2020	$0.00	$0.00	$0.00	$14,017.21	Reinstatement	$14,017.21
Queenstown Lakes District Council	Queenstown Lakes District, Otago	10186148	10142560		{651DED27-2CF7-4E8C-9EBE-4D1D6ADF66AA}	WILLOW PLACE	Aib-24	Sewerage	TPBS Valves	Valve	2021	24/03/2021	$3,122,736.01	$3,122,736.01	$281,406.62	$3,404,142.63	Reinstatement	$3,404,142.63
Queenstown Lakes District Council	Queenstown Lakes District, Otago	10186149	10142560		{651DED27-2CF7-4E8C-9EBE-4D1D6ADF66AA}	WILLOW PLACE	Aib-24	Sewerage	Pipework	Pipework	2021	24/03/2021	$3,122,753.68	$3,122,753.68	$281,408.22	$3,404,161.89	Reinstatement	$3,404,161.89
Queenstown Lakes District Council	Queenstown Lakes District, Otago	10186150	10142560		{651DED27-2CF7-4E8C-9EBE-4D1D6ADF66AA}	WILLOW PLACE	Aib-24	Sewerage	Pipework	Pipework	2021	24/03/2021	$93,282.20	$93,282.20	$8,406.16	$101,688.37	Reinstatement	$101,688.37
Queenstown Lakes District Council	Queenstown Lakes District, Otago	10186164	10142560		{651DED27-2CF7-4E8C-9EBE-4D1D6ADF66AA}	WILLOW PLACE	Aib-24	Sewerage	Pipework	Pipework	2021	24/03/2021	$131,840.18	$131,840.18	$11,880.83	$143,721.01	Reinstatement	$143,721.01
Queenstown Lakes District Council	Queenstown Lakes District, Otago	10186165	10142560		{651DED27-2CF7-4E8C-9EBE-4D1D6ADF66AA}	WILLOW PLACE	Aib-24	Sewerage	Flow Meter	Flowmeter	2021	29/03/2021	$136,939.41	$136,939.41	$12,340.35	$149,279.76	Reinstatement	$149,279.76
Queenstown Lakes District Council	Queenstown Lakes District, Otago	10186062	10184602		{0EAB9254-5D29-455C-8BB6-2B615F395DBE}	#N/A	Aib-24	Sewerage	Pumps	Pump	2021	26/05/2021	$121,309.77	$121,309.77	$10,931.88	$132,241.65	Reinstatement	$132,241.65
Queenstown Lakes District Council	Queenstown Lakes District, Otago	10186063	10184602		{0EAB9254-5D29-455C-8BB6-2B615F395DBE}	#N/A	Aib-24	Sewerage	Pumps	Pump	2021	26/05/2021	$121,309.77	$121,309.77	$10,931.88	$132,241.65	Reinstatement	$132,241.65
Queenstown Lakes District Council	Queenstown Lakes District, Otago	10186065	10184602		{0EAB9254-5D29-455C-8BB6-2B615F395DBE}	#N/A	Aib-24	Sewerage	Pipework	Pipework	2021	22/04/2021	$21,752.37	$21,752.37	$1,960.22	$23,712.59	Reinstatement	$23,712.59
Queenstown Lakes District Council	Queenstown Lakes District, Otago	10186066	10184602		{0EAB9254-5D29-455C-8BB6-2B615F395DBE}	#N/A	Aib-24	Sewerage	Miscellaneous	Sprinklers	2021	22/04/2021	$8,193.46	$8,193.46	$738.36	$8,931.82	Reinstatement	$8,931.82
Queenstown Lakes District Council	Queenstown Lakes District, Otago	10186077	10184602		{0EAB9254-5D29-455C-8BB6-2B615F395DBE}	#N/A	Aib-24	Sewerage	Miscellaneous	Pipe Chamber	2021	22/04/2021	$62,551.82	$62,551.82	$5,636.88	$68,188.70	Reinstatement	$68,188.70
Queenstown Lakes District Council	Queenstown Lakes District, Otago	10186078	10184602		{0EAB9254-5D29-455C-8BB6-2B615F395DBE}	#N/A	Aib-24	Sewerage	Miscellaneous	Pump Chamber	2021	22/04/2021	$353,767.32	$353,767.32	$31,879.89	$385,647.20	Reinstatement	$385,647.20
Queenstown Lakes District Council	Queenstown Lakes District, Otago	10186081	10184602		{0EAB9254-5D29-455C-8BB6-2B615F395DBE}	#N/A	Aib-24	Sewerage	Pipework	Pipework	2021	22/04/2021	$14,987.23	$14,987.23	$1,350.58	$16,337.81	Reinstatement	$16,337.81
Queenstown Lakes District Council	Queenstown Lakes District, Otago	10186084	10184602		{0EAB9254-5D29-455C-8BB6-2B615F395DBE}	#N/A	Aib-24	Sewerage	TPBS Valves	Valve	2021	22/04/2021	$7,108.91	$7,108.91	$640.62	$7,749.53	Reinstatement	$7,749.53
Queenstown Lakes District Council	Queenstown Lakes District, Otago	10186085	10184602		{0EAB9254-5D29-455C-8BB6-2B615F395DBE}	#N/A	Aib-24	Sewerage	TPBS Valves	Valve	2021	22/04/2021	$7,108.91	$7,108.91	$640.62	$7,749.53	Reinstatement	$7,749.53
Queenstown Lakes District Council	Queenstown Lakes District, Otago	10186086	10184602		{0EAB9254-5D29-455C-8BB6-2B615F395DBE}	#N/A	Aib-24	Sewerage	TPBS Valves	Valve	2021	22/04/2021	$9,953.29	$9,953.29	$896.95	$10,850.24	Reinstatement	$10,850.24
Queenstown Lakes District Council	Queenstown Lakes District, Otago	10186087	10184602		{0EAB9254-5D29-455C-8BB6-2B615F395DBE}	#N/A	Aib-24	Sewerage	TPBS Valves	Valve	2021	22/04/2021	$9,953.29	$9,953.29	$896.95	$10,850.24	Reinstatement	$10,850.24
Queenstown Lakes District Council	Queenstown Lakes District, Otago	10186094	10184602		{0EAB9254-5D29-455C-8BB6-2B615F395DBE}	#N/A	Aib-24	Sewerage	Structures	Chamber Lid	2021	22/04/2021	$85,298.69	$85,298.69	$7,686.73	$92,985.41	Reinstatement	$92,985.41
Queenstown Lakes District Council	Queenstown Lakes District, Otago	10186095	10184602		{0EAB9254-5D29-455C-8BB6-2B615F395DBE}	#N/A	Aib-24	Sewerage	Structures	Chamber Lid	2021	22/04/2021	$85,298.69	$85,298.69	$7,686.73	$92,985.41	Reinstatement	$92,985.41
Queenstown Lakes District Council	Queenstown Lakes District, Otago	10186106	10184602		{0EAB9254-5D29-455C-8BB6-2B615F395DBE}	#N/A	Aib-24	Sewerage	TPBS Valves	Non Return Valve	2021	15/05/2021	$33,281.31	$33,281.31	$2,999.16	$36,280.47	Reinstatement	$36,280.47
Queenstown Lakes District Council	Queenstown Lakes District, Otago	10186107	10184602		{0EAB9254-5D29-455C-8BB6-2B615F395DBE}	#N/A	Aib-24	Sewerage	Fan	Ventilation	2021	10/06/2021	$13,055.50	$13,055.50	$1,176.50	$14,232.01	Reinstatement	$14,232.01
Queenstown Lakes District Council	Queenstown Lakes District, Otago	10186111	10184602		{0EAB9254-5D29-455C-8BB6-2B615F395DBE}	#N/A	Aib-24	Sewerage	Miscellaneous	Landscaping	2021	30/08/2021	$22,677.29	$22,677.29	$2,043.57	$24,720.87	Reinstatement	$24,720.87
Queenstown Lakes District Council	Queenstown Lakes District, Otago	10186112	10184602		{0EAB9254-5D29-455C-8BB6-2B615F395DBE}	#N/A	Aib-24	Sewerage	Miscellaneous	Fences	2021	09/08/2021	$38,491.21	$38,491.21	$3,468.65	$41,959.86	Reinstatement	$41,959.86
Queenstown Lakes District Council	Queenstown Lakes District, Otago	10186113	10184602		{0EAB9254-5D29-455C-8BB6-2B615F395DBE}	#N/A	Aib-24	Sewerage	Miscellaneous	Access Road	2021	30/08/2021	$148,902.32	$148,902.32	$13,418.39	$162,320.72	Reinstatement	$162,320.72
Queenstown Lakes District Council	Queenstown Lakes District, Otago	10186116	10184602		{0EAB9254-5D29-455C-8BB6-2B615F395DBE}	#N/A	Aib-24	Sewerage	Electrical Equipment	Electrical Controls	2021	01/07/2021	$242,206.19	$242,206.19	$21,826.51	$264,032.70	Reinstatement	$264,032.70
Queenstown Lakes District Council	Queenstown Lakes District, Otago	10186117	10184602		{0EAB9254-5D29-455C-8BB6-2B615F395DBE}	#N/A	Aib-24	Sewerage	Pipework	Pipework	2021	05/05/2021	$40,713.52	$40,713.52	$3,668.92	$44,382.43	Reinstatement	$44,382.43
Queenstown Lakes District Council	Queenstown Lakes District, Otago	10186120	10184602		{0EAB9254-5D29-455C-8BB6-2B615F395DBE}	#N/A	Aib-24	Sewerage	TPBS Valves	Valve	2021	05/05/2021	$21,371.74	$21,371.74	$1,925.92	$23,297.66	Reinstatement	$23,297.66
Queenstown Lakes District Council	Queenstown Lakes District, Otago	10186122	10184602		{0EAB9254-5D29-455C-8BB6-2B615F395DBE}	#N/A	Aib-24	Sewerage	Structures	Chamber	2021	05/05/2021	$15,523.36	$15,523.36	$1,398.89	$16,922.25	Reinstatement	$16,922.25
Queenstown Lakes District Council	Queenstown Lakes District, Otago	10186123	10184602		{0EAB9254-5D29-455C-8BB6-2B615F395DBE}	#N/A	Aib-24	Sewerage	Flow Meter	Flowmeter	2021	05/05/2021	$22,717.98	$22,717.98	$2,047.24	$24,765.22	Reinstatement	$24,765.22
Queenstown Lakes District Council	Queenstown Lakes District, Otago	10192119	10182021		{9D6E5199-ABE1-4CF3-A0C0-FDB07BDB68EC}	#N/A	Aib-24	Sewerage	Miscellaneous	Pump Chamber	2020	01/11/2020	$79,413.54	$79,413.54	$7,156.38	$86,569.92	Reinstatement	$86,569.92
Queenstown Lakes District Council	Queenstown Lakes District, Otago	10184505	10142563		{CB7B9861-B30B-4228-84FC-359A0F479C52}	MARINE PARADE QUEENSTOWN 9300	Aib-24	Sewerage	Pumps	Pump	2021	01/08/2021	$44,351.34	$44,351.34	$3,996.74	$48,348.08	Reinstatement	$48,348.08
Queenstown Lakes District Council	Queenstown Lakes District, Otago	10183522	10142627		{7AE69CE2-C9B4-45F2-BCC0-7DCB1E4A6C66}	16 LLOYD DUNN AVENUE RD 2 WANAKA 9305	Aib-24	Sewerage	Electrical Equipment	Variable Speed Drive	2020	01/12/2020	$32,101.27	$32,101.27	$2,892.82	$34,994.09	Reinstatement	$34,994.09
Queenstown Lakes District Council	Queenstown Lakes District, Otago	10183523	10142627		{7AE69CE2-C9B4-45F2-BCC0-7DCB1E4A6C66}	16 LLOYD DUNN AVENUE RD 2 WANAKA 9305	Aib-24	Sewerage	Electrical Equipment	Variable Speed Drive	2020	01/12/2020	$32,101.27	$32,101.27	$2,892.82	$34,994.09	Reinstatement	$34,994.09
Queenstown Lakes District Council	Queenstown Lakes District, Otago	10183524	10142627		{7AE69CE2-C9B4-45F2-BCC0-7DCB1E4A6C66}	16 LLOYD DUNN AVENUE RD 2 WANAKA 9305	Aib-24	Sewerage	Electrical Equipment	Variable Speed Drive	2020	01/12/2020	$33,074.05	$33,074.05	$2,980.48	$36,054.53	Reinstatement	$36,054.53
Queenstown Lakes District Council	Queenstown Lakes District, Otago	10184504	10142574		{D1A87C22-9F13-4E01-99A9-9D546A1F1FC5}	126 ALISON AVENUE ALBERT TOWN WANAKA 9305	Aib-24	Sewerage	Pumps	Pump	2021	01/08/2021	$13,978.79	$13,978.79	$1,259.70	$15,238.50	Reinstatement	$15,238.50
Queenstown Lakes District Council	Queenstown Lakes District, Otago	10180128	10142688		{E156B2D6-04BB-4E99-9D4E-4711E3E006C8}	LAKEVIEW TERRACE RD 2 WANAKA 9382	Aib-24	Water Supply	Electrical Equipment	UV System	2015	01/10/2015	$188,803.66	$188,803.66	$17,014.12	$205,817.77	reinstatement	$205,817.77
Queenstown Lakes District Council	Queenstown Lakes District, Otago	10180129	10142688		{E156B2D6-04BB-4E99-9D4E-4711E3E006C8}	LAKEVIEW TERRACE RD 2 WANAKA 9382	Aib-24	Water Supply	Filter	Harmonic Filter	2019	15/06/2019	$36,128.66	$36,128.66	$3,255.75	$39,384.41	reinstatement	$39,384.41
Queenstown Lakes District Council	Queenstown Lakes District, Otago	10180130	10142688		{E156B2D6-04BB-4E99-9D4E-4711E3E006C8}	LAKEVIEW TERRACE RD 2 WANAKA 9382	Aib-24	Water Supply	Electrical Equipment	Variable Speed Drive	2019	15/06/2019	$8,785.99	$8,785.99	$791.75	$9,577.74	reinstatement	$9,577.74
Queenstown Lakes District Council	Queenstown Lakes District, Otago	10180131	10142688		{E156B2D6-04BB-4E99-9D4E-4711E3E006C8}	LAKEVIEW TERRACE RD 2 WANAKA 9382	Aib-24	Water Supply	Electrical Equipment	Variable Speed Drive	2015	01/10/2015	$3,682.61	$3,682.61	$331.86	$4,014.47	reinstatement	$4,014.47
Queenstown Lakes District Council	Queenstown Lakes District, Otago	10180132	10142688		{E156B2D6-04BB-4E99-9D4E-4711E3E006C8}	LAKEVIEW TERRACE RD 2 WANAKA 9382	Aib-24	Water Supply	Electrical Equipment	Variable Speed Drive	2015	01/10/2015	$3,682.61	$3,682.61	$331.86	$4,014.47	reinstatement	$4,014.47
Queenstown Lakes District Council	Queenstown Lakes District, Otago	10180133	10142688		{E156B2D6-04BB-4E99-9D4E-4711E3E006C8}	LAKEVIEW TERRACE RD 2 WANAKA 9382	Aib-24	Water Supply	Pumps	Pump	2019	15/06/2019	$14,010.63	$14,010.63	$1,262.57	$15,273.20	reinstatement	$15,273.20
Queenstown Lakes District Council	Queenstown Lakes District, Otago	10180134	10142688		{E156B2D6-04BB-4E99-9D4E-4711E3E006C8}	LAKEVIEW TERRACE RD 2 WANAKA 9382	Aib-24	Water Supply	Pumps	Pump	2019	15/06/2019	$24,318.01	$24,318.01	$2,191.43	$26,509.44	reinstatement	$26,509.44
Queenstown Lakes District Council	Queenstown Lakes District, Otago	10180135	10142688		{E156B2D6-04BB-4E99-9D4E-4711E3E006C8}	LAKEVIEW TERRACE RD 2 WANAKA 9382	Aib-24	Water Supply	Filter	Harmonic Filter	2015	01/10/2015	$28,819.24	$28,819.24	$2,597.06	$31,416.29	reinstatement	$31,416.29
Queenstown Lakes District Council	Queenstown Lakes District, Otago	10180136	10142688		{E156B2D6-04BB-4E99-9D4E-4711E3E006C8}	LAKEVIEW TERRACE RD 2 WANAKA 9382	Aib-24	Water Supply	Pumps	Pump	2017	15/12/2017	$1,339.13	$1,339.13	$120.68	$1,459.81	reinstatement	$1,459.81
Queenstown Lakes District Council	Queenstown Lakes District, Otago	10180137	10142688		{E156B2D6-04BB-4E99-9D4E-4711E3E006C8}	LAKEVIEW TERRACE RD 2 WANAKA 9382	Aib-24	Water Supply	Pumps	Pump	2017	15/12/2017	$1,339.13	$1,339.13	$120.68	$1,459.81	reinstatement	$1,459.81
Queenstown Lakes District Council	Queenstown Lakes District, Otago	10180138	10142688		{E156B2D6-04BB-4E99-9D4E-4711E3E006C8}	LAKEVIEW TERRACE RD 2 WANAKA 9382	Aib-24	Water Supply	Electrical Equipment	Chlorine pH Analyser	2015	01/10/2015	$2,985.15	$2,985.15	$269.01	$3,254.16	reinstatement	$3,254.16
Queenstown Lakes District Council	Queenstown Lakes District, Otago	10180139	10142688		{E156B2D6-04BB-4E99-9D4E-4711E3E006C8}	LAKEVIEW TERRACE RD 2 WANAKA 9382	Aib-24	Water Supply	Electrical Equipment	UVT Probe	2015	01/10/2015	$1,492.57	$1,492.57	$134.50	$1,627.08	reinstatement	$1,627.08
Queenstown Lakes District Council	Queenstown Lakes District, Otago	10180140	10142688		{E156B2D6-04BB-4E99-9D4E-4711E3E006C8}	LAKEVIEW TERRACE RD 2 WANAKA 9382	Aib-24	Water Supply	Electrical Equipment	Chlorine pH Analyser	2017	15/12/2017	$3,054.89	$3,054.89	$275.29	$3,330.19	reinstatement	$3,330.19
Queenstown Lakes District Council	Queenstown Lakes District, Otago	10180141	10142688		{E156B2D6-04BB-4E99-9D4E-4711E3E006C8}	LAKEVIEW TERRACE RD 2 WANAKA 9382	Aib-24	Water Supply	Electrical Equipment	Chlorine Weigh Pads	2017	15/12/2017	$35,598.59	$35,598.59	$3,207.98	$38,806.57	reinstatement	$38,806.57
Queenstown Lakes District Council	Queenstown Lakes District, Otago	10148984	10142688	276409	{E156B2D6-04BB-4E99-9D4E-4711E3E006C8}	LAKEVIEW TERRACE RD 2 WANAKA 9382	Aib-24	Water Supply	Structures	Pump station buildin	2015	01/10/2015	$438.50	$438.50	$39.52	$478.01	reinstatement	$478.01
Queenstown Lakes District Council	Queenstown Lakes District, Otago	10180170	10142624		{98499929-9F82-4319-BF12-E9E0ABE5ED5C}	SIR TIM WALLIS DRIVE RD 2 WANAKA 9305	Aib-24	Sewerage	Fan	Odour Control Unit	2018	30/06/2018	$47,429.93	$47,429.93	$4,274.17	$51,704.10	reinstatement	$51,704.10
Queenstown Lakes District Council	Queenstown Lakes District, Otago	10180171	10142582		{477EA4C2-25BA-4D6A-BEC9-539B3FCAF720}	BEACON POINT ROAD WANAKA 9305	Aib-24	Water Supply	Pumps	Pump	2017	30/08/2017	$161,145.42	$161,145.42	$14,521.68	$175,667.10	reinstatement	$175,667.10
Queenstown Lakes District Council	Queenstown Lakes District, Otago	10180172	10142582		{477EA4C2-25BA-4D6A-BEC9-539B3FCAF720}	BEACON POINT ROAD WANAKA 9305	Aib-24	Water Supply	Pumps	Pump	2017	30/08/2017	$161,145.42	$161,145.42	$14,521.68	$175,667.10	reinstatement	$175,667.10
Queenstown Lakes District Council	Queenstown Lakes District, Otago	10180173	10142539		{0B658591-43FC-44ED-BDF7-7AC00D2567EF}	DUNGARVON STREET WANAKA 9305	Aib-24	Sewerage	Compressor	Compressor	2019	02/02/2019	$18,361.11	$18,361.11	$1,654.62	$20,015.72	reinstatement	$20,015.72
Queenstown Lakes District Council	Queenstown Lakes District, Otago	10180174	10142539		{0B658591-43FC-44ED-BDF7-7AC00D2567EF}	DUNGARVON STREET WANAKA 9305	Aib-24	Sewerage	Lift System	Lifting beam	2000	01/01/2000	$3,529.17	$3,529.17	$318.03	$3,847.20	reinstatement	$3,847.20
Queenstown Lakes District Council	Queenstown Lakes District, Otago	10180175	10142539		{0B658591-43FC-44ED-BDF7-7AC00D2567EF}	DUNGARVON STREET WANAKA 9305	Aib-24	Sewerage	Electrical Equipment	Variable Speed Drive	2016	01/01/2016	$3,891.85	$3,891.85	$350.72	$4,242.57	reinstatement	$4,242.57
Queenstown Lakes District Council	Queenstown Lakes District, Otago	10180176	10142539		{0B658591-43FC-44ED-BDF7-7AC00D2567EF}	DUNGARVON STREET WANAKA 9305	Aib-24	Sewerage	Electrical Equipment	Variable Speed Drive	2016	01/01/2016	$3,891.85	$3,891.85	$350.72	$4,242.57	reinstatement	$4,242.57
Queenstown Lakes District Council	Queenstown Lakes District, Otago	10180177	10142627		{7AE69CE2-C9B4-45F2-BCC0-7DCB1E4A6C66}	16 LLOYD DUNN AVENUE RD 2 WANAKA 9305	Aib-24	Sewerage	Lift System	Lifting beam	2008	04/11/2008	$15,051.29	$15,051.29	$1,356.35	$16,407.64	reinstatement	$16,407.64
Queenstown Lakes District Council	Queenstown Lakes District, Otago	10180178	10142627		{7AE69CE2-C9B4-45F2-BCC0-7DCB1E4A6C66}	16 LLOYD DUNN AVENUE RD 2 WANAKA 9305	Aib-24	Sewerage	Filter	Filter System	2015	01/06/2015	$79,497.01	$79,497.01	$7,163.91	$86,660.92	reinstatement	$86,660.92
Queenstown Lakes District Council	Queenstown Lakes District, Otago	10180179	10142627		{7AE69CE2-C9B4-45F2-BCC0-7DCB1E4A6C66}	16 LLOYD DUNN AVENUE RD 2 WANAKA 9305	Aib-24	Sewerage	Compressor	Compressor	2015	01/06/2015	$3,975.55	$3,975.55	$358.26	$4,333.81	reinstatement	$4,333.81
Queenstown Lakes District Council	Queenstown Lakes District, Otago	10180180	10142627		{7AE69CE2-C9B4-45F2-BCC0-7DCB1E4A6C66}	16 LLOYD DUNN AVENUE RD 2 WANAKA 9305	Aib-24	Sewerage	Pumps	Pump	2015	01/06/2015	$6,458.52	$6,458.52	$582.01	$7,040.53	reinstatement	$7,040.53
Queenstown Lakes District Council	Queenstown Lakes District, Otago	10180181	10142627		{7AE69CE2-C9B4-45F2-BCC0-7DCB1E4A6C66}	16 LLOYD DUNN AVENUE RD 2 WANAKA 9305	Aib-24	Sewerage	Electrical Equipment	Variable Speed Drive	2015	01/06/2015	$3,682.61	$3,682.61	$331.86	$4,014.47	reinstatement	$4,014.47
Queenstown Lakes District Council	Queenstown Lakes District, Otago	10180182	10142627		{7AE69CE2-C9B4-45F2-BCC0-7DCB1E4A6C66}	16 LLOYD DUNN AVENUE RD 2 WANAKA 9305	Aib-24	Sewerage	Electrical Equipment	Control Panel	2015	01/06/2015	$34,775.58	$34,775.58	$3,133.82	$37,909.40	reinstatement	$37,909.40
Queenstown Lakes District Council	Queenstown Lakes District, Otago	10180183	10142627		{7AE69CE2-C9B4-45F2-BCC0-7DCB1E4A6C66}	16 LLOYD DUNN AVENUE RD 2 WANAKA 9305	Aib-24	Sewerage	Electrical Equipment	Flow Meter	2015	01/06/2015	$1,785.51	$1,785.51	$160.90	$1,946.41	reinstatement	$1,946.41
Queenstown Lakes District Council	Queenstown Lakes District, Otago	10180184	10142627		{7AE69CE2-C9B4-45F2-BCC0-7DCB1E4A6C66}	16 LLOYD DUNN AVENUE RD 2 WANAKA 9305	Aib-24	Sewerage	Structures	Tank	2015	01/06/2015	$10,829.98	$10,829.98	$975.95	$11,805.93	reinstatement	$11,805.93
Queenstown Lakes District Council	Queenstown Lakes District, Otago	10180185	10142627		{7AE69CE2-C9B4-45F2-BCC0-7DCB1E4A6C66}	16 LLOYD DUNN AVENUE RD 2 WANAKA 9305	Aib-24	Sewerage	Structures	Tank	2015	01/06/2015	$10,829.98	$10,829.98	$975.95	$11,805.93	reinstatement	$11,805.93
Queenstown Lakes District Council	Queenstown Lakes District, Otago	10180186	10142627		{7AE69CE2-C9B4-45F2-BCC0-7DCB1E4A6C66}	16 LLOYD DUNN AVENUE RD 2 WANAKA 9305	Aib-24	Sewerage	Structures	Tank	2015	01/06/2015	$10,829.98	$10,829.98	$975.95	$11,805.93	reinstatement	$11,805.93
Queenstown Lakes District Council	Queenstown Lakes District, Otago	10180187	10142627		{7AE69CE2-C9B4-45F2-BCC0-7DCB1E4A6C66}	16 LLOYD DUNN AVENUE RD 2 WANAKA 9305	Aib-24	Sewerage	Structures	Tank	2015	01/06/2015	$10,829.98	$10,829.98	$975.95	$11,805.93	reinstatement	$11,805.93
Queenstown Lakes District Council	Queenstown Lakes District, Otago	10180188	10005507		{A8C199A0-C5B2-4990-994B-AF9EB468DB56}	ATKINS ROAD LUGGATE WANAKA 9382	Aib-24	Water Supply	Structures	Reservoir	2018	01/01/2018	$20,507.77	$20,507.77	$1,848.07	$22,355.84	reinstatement	$22,355.84
Queenstown Lakes District Council	Queenstown Lakes District, Otago	10180189	10005507		{A8C199A0-C5B2-4990-994B-AF9EB468DB56}	ATKINS ROAD LUGGATE WANAKA 9382	Aib-24	Water Supply	Structures	Reservoir	2018	01/01/2018	$20,507.77	$20,507.77	$1,848.07	$22,355.84	reinstatement	$22,355.84
Queenstown Lakes District Council	Queenstown Lakes District, Otago	10181641	10142563		{CB7B9861-B30B-4228-84FC-359A0F479C52}	MARINE PARADE QUEENSTOWN 9300	Aib-24	Sewerage	Electrical Equipment	Soft Starter	2015	01/01/2015	$3,682.61	$3,682.61	$331.86	$4,014.47	reinstatement	$4,014.47
Queenstown Lakes District Council	Queenstown Lakes District, Otago	10181642	10142563		{CB7B9861-B30B-4228-84FC-359A0F479C52}	MARINE PARADE QUEENSTOWN 9300	Aib-24	Sewerage	Electrical Equipment	Soft Starter	2015	01/01/2015	$3,682.61	$3,682.61	$331.86	$4,014.47	reinstatement	$4,014.47
Queenstown Lakes District Council	Queenstown Lakes District, Otago	10181643	10142563		{CB7B9861-B30B-4228-84FC-359A0F479C52}	MARINE PARADE QUEENSTOWN 9300	Aib-24	Sewerage	Electrical Equipment	Soft Starter	2015	01/01/2015	$3,682.61	$3,682.61	$331.86	$4,014.47	reinstatement	$4,014.47
Queenstown Lakes District Council	Queenstown Lakes District, Otago	10181687	10142658		{D458CA5E-B986-47C6-AD40-8359B08B7A97}	13 LAKE AVENUE FRANKTON QUEENSTOWN 9300	Aib-24	Water Supply	Electrical Equipment	Variable Speed Drive	2012	08/08/2012	$4,882.25	$4,882.25	$439.97	$5,322.22	reinstatement	$5,322.22
Queenstown Lakes District Council	Queenstown Lakes District, Otago	10181688	10142658		{D458CA5E-B986-47C6-AD40-8359B08B7A97}	13 LAKE AVENUE FRANKTON QUEENSTOWN 9300	Aib-24	Water Supply	Electrical Equipment	Variable Speed Drive	2012	08/08/2012	$4,882.25	$4,882.25	$439.97	$5,322.22	reinstatement	$5,322.22
Queenstown Lakes District Council	Queenstown Lakes District, Otago	10181689	10142619		{89034D7D-5C5D-4987-9FB3-9F51E14509EE}	PENINSULA ROAD KELVIN HEIGHTS QUEENSTOWN 9300	Aib-24	Water Supply	Misc	Chlorine Weigh Pads	2015	01/01/2015	$31,804.38	$31,804.38	$2,866.06	$34,670.45	reinstatement	$34,670.45
Queenstown Lakes District Council	Queenstown Lakes District, Otago	10181646	10142564		{BFBFBB84-D102-4ACA-8418-8B4EB42050A5}	PARK STREET QUEENSTOWN 9300	Aib-24	Sewerage	Pumps	Pump	2018	01/02/2018	$10,364.32	$10,364.32	$933.99	$11,298.31	reinstatement	$11,298.31
Queenstown Lakes District Council	Queenstown Lakes District, Otago	10181647	10142564		{BFBFBB84-D102-4ACA-8418-8B4EB42050A5}	PARK STREET QUEENSTOWN 9300	Aib-24	Sewerage	Pumps	Pump	2018	01/10/2018	$10,364.32	$10,364.32	$933.99	$11,298.31	reinstatement	$11,298.31
Queenstown Lakes District Council	Queenstown Lakes District, Otago	10181648	10142564		{BFBFBB84-D102-4ACA-8418-8B4EB42050A5}	PARK STREET QUEENSTOWN 9300	Aib-24	Sewerage	Generator	Generator	2013	01/05/2013	$72,773.45	$72,773.45	$6,558.01	$79,331.46	reinstatement	$79,331.46
Queenstown Lakes District Council	Queenstown Lakes District, Otago	10181652	10142620		{06781CC6-B1E9-4E63-B20E-69131BD675AB}	GLENORCHY-QUEENSTOWN ROAD CLOSEBURN QUEENSTOWN 9371	Aib-24	Water Supply	Pumps	Pump	2013	01/10/2013	$1,060.15	$1,060.15	$95.54	$1,155.68	reinstatement	$1,155.68
Queenstown Lakes District Council	Queenstown Lakes District, Otago	10181653	10142620		{06781CC6-B1E9-4E63-B20E-69131BD675AB}	GLENORCHY-QUEENSTOWN ROAD CLOSEBURN QUEENSTOWN 9371	Aib-24	Water Supply	Pumps	Pump	2013	01/10/2013	$1,060.15	$1,060.15	$95.54	$1,155.68	reinstatement	$1,155.68
Queenstown Lakes District Council	Queenstown Lakes District, Otago	10184114	10142563		{CB7B9861-B30B-4228-84FC-359A0F479C52}	MARINE PARADE QUEENSTOWN 9300	Aib-24	Sewerage	Pumps	Pump	2021	01/01/2021	$43,179.60	$43,179.60	$3,891.15	$47,070.75	reinstatement	$47,070.75
Queenstown Lakes District Council	Queenstown Lakes District, Otago	10184115	10142618		{96F6CEAE-D7DD-480B-B9D7-E0E01956C4B0}	HOWARDS DRIVE LAKE HAYES QUEENSTOWN 9304	Aib-24	Water Supply	Miscellaneous	Fencing	2021	01/01/2021	$17,889.97	$17,889.97	$1,612.16	$19,502.13	reinstatement	$19,502.13
Queenstown Lakes District Council	Queenstown Lakes District, Otago	10184116	10142542		{5412AA32-82B5-4D9A-ABC9-E74317CD98C7}	HARRIS PLACE LUGGATE WANAKA 9383	Aib-24	Sewerage	Pumps	Pump	2021	01/06/2021	$5,135.96	$5,135.96	$462.83	$5,598.79	reinstatement	$5,598.79
Queenstown Lakes District Council	Queenstown Lakes District, Otago	10184117	10142542		{5412AA32-82B5-4D9A-ABC9-E74317CD98C7}	HARRIS PLACE LUGGATE WANAKA 9383	Aib-24	Sewerage	Pumps	Pump	2021	01/06/2021	$5,135.95	$5,135.95	$462.83	$5,598.78	reinstatement	$5,598.78
Queenstown Lakes District Council	Queenstown Lakes District, Otago	10184118	10005508		{63031EA5-52EB-43AB-B0B8-1BB5B3456BFF}	SHIEL STREET GLENORCHY 9372	Aib-24	Water Supply	Electrical Equipment	Solar Panel	2021	01/01/2021	$28,992.33	$28,992.33	$2,612.66	$31,604.99	reinstatement	$31,604.99
Queenstown Lakes District Council	Queenstown Lakes District, Otago	10184120	10142614		{D5657136-69A8-42AA-9950-92C7BAD61D7F}	3840 ALICE BURN DRIVE RD 3 CROMWELL 9383	Aib-24	Water Supply	Electrical Equipment	Chlorine Analyser	2021	01/01/2021	$14,747.57	$14,747.57	$1,328.98	$16,076.55	reinstatement	$16,076.55
Queenstown Lakes District Council	Queenstown Lakes District, Otago	10184128	10142561		{75322284-DBCB-4BEF-9E84-E12969426588}	KAWARAU PLACE FRANKTON QUEENSTOWN 9300	Aib-24	Sewerage	Pumps	Pump	2021	01/04/2021	$19,002.28	$19,002.28	$1,712.40	$20,714.68	reinstatement	$20,714.68
Queenstown Lakes District Council	Queenstown Lakes District, Otago	10180195	10142665		{02318D7F-5BF6-4A37-9EA3-E3851CC07AC8}	DURHAM STREET ARROWTOWN 9302	Aib-24	Water Supply	Electrical Equipment	Control Panel	2017	01/01/2017	$11,243.43	$11,243.43	$1,013.21	$12,256.64	reinstatement	$12,256.64
Queenstown Lakes District Council	Queenstown Lakes District, Otago	10180196	10142665		{02318D7F-5BF6-4A37-9EA3-E3851CC07AC8}	DURHAM STREET ARROWTOWN 9302	Aib-24	Water Supply	Pumps	Pump	2017	01/01/2017	$7,639.06	$7,639.06	$688.40	$8,327.45	reinstatement	$8,327.45
Queenstown Lakes District Council	Queenstown Lakes District, Otago	10180197	10142665		{02318D7F-5BF6-4A37-9EA3-E3851CC07AC8}	DURHAM STREET ARROWTOWN 9302	Aib-24	Water Supply	Pumps	Pump	2017	01/01/2017	$7,639.06	$7,639.06	$688.40	$8,327.45	reinstatement	$8,327.45
Queenstown Lakes District Council	Queenstown Lakes District, Otago	10180198	10142665		{02318D7F-5BF6-4A37-9EA3-E3851CC07AC8}	DURHAM STREET ARROWTOWN 9302	Aib-24	Water Supply	Electrical Equipment	Chlorine Leak Detect	2017	01/01/2017	$5,165.02	$5,165.02	$465.45	$5,630.47	reinstatement	$5,630.47
Queenstown Lakes District Council	Queenstown Lakes District, Otago	10180199	10142665		{02318D7F-5BF6-4A37-9EA3-E3851CC07AC8}	DURHAM STREET ARROWTOWN 9302	Aib-24	Water Supply	Electrical Equipment	pH Analyser	2017	01/01/2017	$2,869.45	$2,869.45	$258.58	$3,128.04	reinstatement	$3,128.04
Queenstown Lakes District Council	Queenstown Lakes District, Otago	10180200	10142665		{02318D7F-5BF6-4A37-9EA3-E3851CC07AC8}	DURHAM STREET ARROWTOWN 9302	Aib-24	Water Supply	Misc	Chlorine Weigh Pads	2017	01/01/2017	$44,973.73	$44,973.73	$4,052.83	$49,026.56	reinstatement	$49,026.56
Queenstown Lakes District Council	Queenstown Lakes District, Otago	10180201	10142665		{02318D7F-5BF6-4A37-9EA3-E3851CC07AC8}	DURHAM STREET ARROWTOWN 9302	Aib-24	Water Supply	TPBS Valves	Valve	2017	01/01/2017	$1,686.52	$1,686.52	$151.98	$1,838.50	reinstatement	$1,838.50
Queenstown Lakes District Council	Queenstown Lakes District, Otago	10180202	10142665		{02318D7F-5BF6-4A37-9EA3-E3851CC07AC8}	DURHAM STREET ARROWTOWN 9302	Aib-24	Water Supply	TPBS Valves	Valve	2017	01/01/2017	$1,686.52	$1,686.52	$151.98	$1,838.50	reinstatement	$1,838.50
Queenstown Lakes District Council	Queenstown Lakes District, Otago	10180203	10142665		{02318D7F-5BF6-4A37-9EA3-E3851CC07AC8}	DURHAM STREET ARROWTOWN 9302	Aib-24	Water Supply	Flow Meter	Rotameter	2017	01/01/2017	$2,152.10	$2,152.10	$193.94	$2,346.03	reinstatement	$2,346.03
Queenstown Lakes District Council	Queenstown Lakes District, Otago	10180142	10142604		{14EF4B20-0465-4DBA-8FFE-97C7DBFF07C5}	DOMAIN ROAD RD 2 WANAKA 9382	Aib-24	Sewerage	Miscellaneous	Gantry	2012	15/06/2012	$20,378.72	$20,378.72	$1,836.44	$22,215.16	reinstatement	$22,215.16
Queenstown Lakes District Council	Queenstown Lakes District, Otago	10180143	10142604		{14EF4B20-0465-4DBA-8FFE-97C7DBFF07C5}	DOMAIN ROAD RD 2 WANAKA 9382	Aib-24	Sewerage	Pipework	Pipework	2012	15/06/2012	$3,513.57	$3,513.57	$316.63	$3,830.20	reinstatement	$3,830.20
Queenstown Lakes District Council	Queenstown Lakes District, Otago	10180144	10142604		{14EF4B20-0465-4DBA-8FFE-97C7DBFF07C5}	DOMAIN ROAD RD 2 WANAKA 9382	Aib-24	Sewerage	Pumps	Pump	2012	15/06/2012	$40,054.73	$40,054.73	$3,609.55	$43,664.28	reinstatement	$43,664.28
Queenstown Lakes District Council	Queenstown Lakes District, Otago	10180145	10142604		{14EF4B20-0465-4DBA-8FFE-97C7DBFF07C5}	DOMAIN ROAD RD 2 WANAKA 9382	Aib-24	Sewerage	Pumps	Pump	2012	15/06/2012	$40,054.73	$40,054.73	$3,609.55	$43,664.28	reinstatement	$43,664.28
Queenstown Lakes District Council	Queenstown Lakes District, Otago	10180146	10142604		{14EF4B20-0465-4DBA-8FFE-97C7DBFF07C5}	DOMAIN ROAD RD 2 WANAKA 9382	Aib-24	Sewerage	Structures	Mechanical Screen	2012	15/06/2012	$17,567.87	$17,567.87	$1,583.14	$19,151.00	reinstatement	$19,151.00
Queenstown Lakes District Council	Queenstown Lakes District, Otago	10180147	10142604		{14EF4B20-0465-4DBA-8FFE-97C7DBFF07C5}	DOMAIN ROAD RD 2 WANAKA 9382	Aib-24	Sewerage	Pipework	Pipes and Fittings	2012	15/06/2012	$112.44	$112.44	$10.13	$122.57	reinstatement	$122.57
Queenstown Lakes District Council	Queenstown Lakes District, Otago	10180148	10142604		{14EF4B20-0465-4DBA-8FFE-97C7DBFF07C5}	DOMAIN ROAD RD 2 WANAKA 9382	Aib-24	Sewerage	TPBS Valves	Valve	2012	15/06/2012	$4,216.28	$4,216.28	$379.95	$4,596.23	reinstatement	$4,596.23
Queenstown Lakes District Council	Queenstown Lakes District, Otago	10180149	10142604		{14EF4B20-0465-4DBA-8FFE-97C7DBFF07C5}	DOMAIN ROAD RD 2 WANAKA 9382	Aib-24	Sewerage	TPBS Valves	Valve	2012	15/06/2012	$4,216.28	$4,216.28	$379.95	$4,596.23	reinstatement	$4,596.23
Queenstown Lakes District Council	Queenstown Lakes District, Otago	10180150	10142604		{14EF4B20-0465-4DBA-8FFE-97C7DBFF07C5}	DOMAIN ROAD RD 2 WANAKA 9382	Aib-24	Sewerage	TPBS Valves	Non Return Valve	2012	15/06/2012	$4,216.28	$4,216.28	$379.95	$4,596.23	reinstatement	$4,596.23
Queenstown Lakes District Council	Queenstown Lakes District, Otago	10180151	10142604		{14EF4B20-0465-4DBA-8FFE-97C7DBFF07C5}	DOMAIN ROAD RD 2 WANAKA 9382	Aib-24	Sewerage	TPBS Valves	Non Return Valve	2012	15/06/2012	$4,216.28	$4,216.28	$379.95	$4,596.23	reinstatement	$4,596.23
Queenstown Lakes District Council	Queenstown Lakes District, Otago	10180152	10142604		{14EF4B20-0465-4DBA-8FFE-97C7DBFF07C5}	DOMAIN ROAD RD 2 WANAKA 9382	Aib-24	Sewerage	TPBS Valves	Valve	2012	15/06/2012	$4,216.28	$4,216.28	$379.95	$4,596.23	reinstatement	$4,596.23
Queenstown Lakes District Council	Queenstown Lakes District, Otago	10180153	10142604		{14EF4B20-0465-4DBA-8FFE-97C7DBFF07C5}	DOMAIN ROAD RD 2 WANAKA 9382	Aib-24	Sewerage	TPBS Valves	Valve	2012	15/06/2012	$4,216.28	$4,216.28	$379.95	$4,596.23	reinstatement	$4,596.23
Queenstown Lakes District Council	Queenstown Lakes District, Otago	10180154	10142604		{14EF4B20-0465-4DBA-8FFE-97C7DBFF07C5}	DOMAIN ROAD RD 2 WANAKA 9382	Aib-24	Sewerage	Structures	Pump station buildin	2012	15/06/2012	$2,529.78	$2,529.78	$227.97	$2,757.75	reinstatement	$2,757.75
Queenstown Lakes District Council	Queenstown Lakes District, Otago	10180157	10142604		{14EF4B20-0465-4DBA-8FFE-97C7DBFF07C5}	DOMAIN ROAD RD 2 WANAKA 9382	Aib-24	Sewerage	Flow Meter	Flowmeter	2012	15/06/2012	$2,529.78	$2,529.78	$227.97	$2,757.75	reinstatement	$2,757.75
Queenstown Lakes District Council	Queenstown Lakes District, Otago	10180158	10142604		{14EF4B20-0465-4DBA-8FFE-97C7DBFF07C5}	DOMAIN ROAD RD 2 WANAKA 9382	Aib-24	Sewerage	Electrical Equipment	Switchboard	2012	15/06/2012	$63,244.31	$63,244.31	$5,699.29	$68,943.60	reinstatement	$68,943.60
Queenstown Lakes District Council	Queenstown Lakes District, Otago	10144718	10142560	210338	{651DED27-2CF7-4E8C-9EBE-4D1D6ADF66AA}	WILLOW PLACE	Aib-24	Sewerage	Pipework	Pipework	2009	01/09/2009	$0.00	$0.00	$0.00	$0.00	Indemnity	$0.00
Queenstown Lakes District Council	Queenstown Lakes District, Otago	10180159	10142604		{14EF4B20-0465-4DBA-8FFE-97C7DBFF07C5}	DOMAIN ROAD RD 2 WANAKA 9382	Aib-24	Sewerage	Pipework	Pipes and Fittings	2012	15/06/2012	$112.44	$112.44	$10.13	$122.57	reinstatement	$122.57
Queenstown Lakes District Council	Queenstown Lakes District, Otago	10180160	10142604		{14EF4B20-0465-4DBA-8FFE-97C7DBFF07C5}	DOMAIN ROAD RD 2 WANAKA 9382	Aib-24	Sewerage	Pipework	Pipes and Fittings	2012	15/06/2012	$112.44	$112.44	$10.13	$122.57	reinstatement	$122.57
Queenstown Lakes District Council	Queenstown Lakes District, Otago	10180161	10142604		{14EF4B20-0465-4DBA-8FFE-97C7DBFF07C5}	DOMAIN ROAD RD 2 WANAKA 9382	Aib-24	Sewerage	Pipework	Pipes and Fittings	2012	15/06/2012	$112.44	$112.44	$10.13	$122.57	reinstatement	$122.57
Queenstown Lakes District Council	Queenstown Lakes District, Otago	10180162	10142604		{14EF4B20-0465-4DBA-8FFE-97C7DBFF07C5}	DOMAIN ROAD RD 2 WANAKA 9382	Aib-24	Sewerage	Electrical Equipment	Pressure Sensor	2012	15/06/2012	$3,513.57	$3,513.57	$316.63	$3,830.20	reinstatement	$3,830.20
Queenstown Lakes District Council	Queenstown Lakes District, Otago	10180164	10142604		{14EF4B20-0465-4DBA-8FFE-97C7DBFF07C5}	DOMAIN ROAD RD 2 WANAKA 9382	Aib-24	Sewerage	Electrical Equipment	Programme Logic Cont	2012	15/06/2012	$4,919.01	$4,919.01	$443.28	$5,362.29	reinstatement	$5,362.29
Queenstown Lakes District Council	Queenstown Lakes District, Otago	10180165	10142604		{14EF4B20-0465-4DBA-8FFE-97C7DBFF07C5}	DOMAIN ROAD RD 2 WANAKA 9382	Aib-24	Sewerage	Electrical Equipment	Variable Speed Drive	2012	15/06/2012	$5,200.09	$5,200.09	$468.61	$5,668.69	reinstatement	$5,668.69
Queenstown Lakes District Council	Queenstown Lakes District, Otago	10180166	10142604		{14EF4B20-0465-4DBA-8FFE-97C7DBFF07C5}	DOMAIN ROAD RD 2 WANAKA 9382	Aib-24	Sewerage	Miscellaneous	Human Machine Interf	2012	15/06/2012	$9,838.01	$9,838.01	$886.56	$10,724.56	reinstatement	$10,724.56
Queenstown Lakes District Council	Queenstown Lakes District, Otago	10180167	10142604		{14EF4B20-0465-4DBA-8FFE-97C7DBFF07C5}	DOMAIN ROAD RD 2 WANAKA 9382	Aib-24	Sewerage	TPBS Valves	Air Bleed Valve	2012	15/06/2012	$351.36	$351.36	$31.66	$383.02	reinstatement	$383.02
Queenstown Lakes District Council	Queenstown Lakes District, Otago	10180168	10142604		{14EF4B20-0465-4DBA-8FFE-97C7DBFF07C5}	DOMAIN ROAD RD 2 WANAKA 9382	Aib-24	Sewerage	Electrical Equipment	Switchboard	1996	01/01/1996	$35,135.73	$35,135.73	$3,166.27	$38,302.00	reinstatement	$38,302.00
Queenstown Lakes District Council	Queenstown Lakes District, Otago	10180169	10142604		{14EF4B20-0465-4DBA-8FFE-97C7DBFF07C5}	DOMAIN ROAD RD 2 WANAKA 9382	Aib-24	Sewerage	Motors	Motor	2012	15/06/2012	$2,108.15	$2,108.15	$189.98	$2,298.13	reinstatement	$2,298.13
Queenstown Lakes District Council	Queenstown Lakes District, Otago	10183501	10142591		{8CFCEF46-86CC-4D39-BCE8-AF5BF3F312BF}	OXENBRIDGE TUNNEL ROAD RD 1 QUEENSTOWN 9371	Aib-24	Water Supply	Structures	UV Plant	2015	01/01/2015	$89,582.35	$89,582.35	$8,072.75	$97,655.10	reinstatement	$97,655.10
Queenstown Lakes District Council	Queenstown Lakes District, Otago	10183502	10142591		{8CFCEF46-86CC-4D39-BCE8-AF5BF3F312BF}	OXENBRIDGE TUNNEL ROAD RD 1 QUEENSTOWN 9371	Aib-24	Water Supply	Pipework	Pipework	2015	01/01/2015	$3,445.47	$3,445.47	$310.49	$3,755.97	reinstatement	$3,755.97
Queenstown Lakes District Council	Queenstown Lakes District, Otago	10183503	10142591		{8CFCEF46-86CC-4D39-BCE8-AF5BF3F312BF}	OXENBRIDGE TUNNEL ROAD RD 1 QUEENSTOWN 9371	Aib-24	Water Supply	Pipework	Pipework	2015	01/01/2015	$418.48	$418.48	$37.71	$456.19	reinstatement	$456.19
Queenstown Lakes District Council	Queenstown Lakes District, Otago	10183504	10142591		{8CFCEF46-86CC-4D39-BCE8-AF5BF3F312BF}	OXENBRIDGE TUNNEL ROAD RD 1 QUEENSTOWN 9371	Aib-24	Water Supply	TPBS Valves	Air Bleed Valve	2015	01/01/2015	$195.29	$195.29	$17.60	$212.89	reinstatement	$212.89
Queenstown Lakes District Council	Queenstown Lakes District, Otago	10183505	10142591		{8CFCEF46-86CC-4D39-BCE8-AF5BF3F312BF}	OXENBRIDGE TUNNEL ROAD RD 1 QUEENSTOWN 9371	Aib-24	Water Supply	TPBS Valves	Valve	2015	01/01/2015	$3,445.47	$3,445.47	$310.49	$3,755.97	reinstatement	$3,755.97
Queenstown Lakes District Council	Queenstown Lakes District, Otago	10183506	10142591		{8CFCEF46-86CC-4D39-BCE8-AF5BF3F312BF}	OXENBRIDGE TUNNEL ROAD RD 1 QUEENSTOWN 9371	Aib-24	Water Supply	TPBS Valves	Valve	2015	01/01/2015	$3,445.47	$3,445.47	$310.49	$3,755.97	reinstatement	$3,755.97
Queenstown Lakes District Council	Queenstown Lakes District, Otago	10183507	10142591		{8CFCEF46-86CC-4D39-BCE8-AF5BF3F312BF}	OXENBRIDGE TUNNEL ROAD RD 1 QUEENSTOWN 9371	Aib-24	Water Supply	Flow Meter	Flowmeter	2015	01/01/2015	$9,583.16	$9,583.16	$863.59	$10,446.75	reinstatement	$10,446.75
Queenstown Lakes District Council	Queenstown Lakes District, Otago	10183508	10142591		{8CFCEF46-86CC-4D39-BCE8-AF5BF3F312BF}	OXENBRIDGE TUNNEL ROAD RD 1 QUEENSTOWN 9371	Aib-24	Water Supply	Flow Meter	Flowmeter	2015	01/01/2015	$9,583.16	$9,583.16	$863.59	$10,446.75	reinstatement	$10,446.75
Queenstown Lakes District Council	Queenstown Lakes District, Otago	10183509	10142591		{8CFCEF46-86CC-4D39-BCE8-AF5BF3F312BF}	OXENBRIDGE TUNNEL ROAD RD 1 QUEENSTOWN 9371	Aib-24	Water Supply	Electrical Equipment	UV System	2015	01/01/2015	$134,080.59	$134,080.59	$12,082.73	$146,163.31	reinstatement	$146,163.31
Queenstown Lakes District Council	Queenstown Lakes District, Otago	10183510	10142591		{8CFCEF46-86CC-4D39-BCE8-AF5BF3F312BF}	OXENBRIDGE TUNNEL ROAD RD 1 QUEENSTOWN 9371	Aib-24	Water Supply	Electrical Equipment	UV System	2015	01/01/2015	$134,080.59	$134,080.59	$12,082.73	$146,163.31	reinstatement	$146,163.31
Queenstown Lakes District Council	Queenstown Lakes District, Otago	10183511	10142591		{8CFCEF46-86CC-4D39-BCE8-AF5BF3F312BF}	OXENBRIDGE TUNNEL ROAD RD 1 QUEENSTOWN 9371	Aib-24	Water Supply	(blank)	Electrical Services	2015	01/01/2015	$14,200.38	$14,200.38	$1,279.67	$15,480.05	reinstatement	$15,480.05
Queenstown Lakes District Council	Queenstown Lakes District, Otago	10183512	10142591		{8CFCEF46-86CC-4D39-BCE8-AF5BF3F312BF}	OXENBRIDGE TUNNEL ROAD RD 1 QUEENSTOWN 9371	Aib-24	Water Supply	TPBS Valves	Isolating Valve	2015	01/01/2015	$1,143.84	$1,143.84	$103.08	$1,246.92	reinstatement	$1,246.92
Queenstown Lakes District Council	Queenstown Lakes District, Otago	10183513	10142591		{8CFCEF46-86CC-4D39-BCE8-AF5BF3F312BF}	OXENBRIDGE TUNNEL ROAD RD 1 QUEENSTOWN 9371	Aib-24	Water Supply	TPBS Valves	Isolating Valve	2015	01/01/2015	$1,143.84	$1,143.84	$103.08	$1,246.92	reinstatement	$1,246.92
Queenstown Lakes District Council	Queenstown Lakes District, Otago	10183514	10142591		{8CFCEF46-86CC-4D39-BCE8-AF5BF3F312BF}	OXENBRIDGE TUNNEL ROAD RD 1 QUEENSTOWN 9371	Aib-24	Water Supply	Electrical Equipment	Switchboard	2015	01/01/2015	$32,181.01	$32,181.01	$2,900.01	$35,081.02	reinstatement	$35,081.02
Queenstown Lakes District Council	Queenstown Lakes District, Otago	10183515	10142591		{8CFCEF46-86CC-4D39-BCE8-AF5BF3F312BF}	OXENBRIDGE TUNNEL ROAD RD 1 QUEENSTOWN 9371	Aib-24	Water Supply	Electrical Equipment	Programme Logic Cont	2015	01/01/2015	$1,897.10	$1,897.10	$170.96	$2,068.06	reinstatement	$2,068.06
Queenstown Lakes District Council	Queenstown Lakes District, Otago	10183516	10142591		{8CFCEF46-86CC-4D39-BCE8-AF5BF3F312BF}	OXENBRIDGE TUNNEL ROAD RD 1 QUEENSTOWN 9371	Aib-24	Water Supply	Pipework	Pipework	2015	01/01/2015	$8,271.93	$8,271.93	$745.43	$9,017.36	reinstatement	$9,017.36
Queenstown Lakes District Council	Queenstown Lakes District, Otago	10183489	10142591		{8CFCEF46-86CC-4D39-BCE8-AF5BF3F312BF}	OXENBRIDGE TUNNEL ROAD RD 1 QUEENSTOWN 9371	Aib-24	Water Supply	Pipework	Pipework	2019	01/05/2019	$6,822.47	$6,822.47	$614.81	$7,437.28	reinstatement	$7,437.28
Queenstown Lakes District Council	Queenstown Lakes District, Otago	10183490	10142591		{8CFCEF46-86CC-4D39-BCE8-AF5BF3F312BF}	OXENBRIDGE TUNNEL ROAD RD 1 QUEENSTOWN 9371	Aib-24	Water Supply	(blank)	Electrical Services	2019	01/05/2019	$2,046.75	$2,046.75	$184.44	$2,231.19	reinstatement	$2,231.19
Queenstown Lakes District Council	Queenstown Lakes District, Otago	10183491	10142591		{8CFCEF46-86CC-4D39-BCE8-AF5BF3F312BF}	OXENBRIDGE TUNNEL ROAD RD 1 QUEENSTOWN 9371	Aib-24	Water Supply	(blank)	Electrical Services	2019	01/05/2019	$8,186.97	$8,186.97	$737.77	$8,924.74	reinstatement	$8,924.74
Queenstown Lakes District Council	Queenstown Lakes District, Otago	10183492	10142591		{8CFCEF46-86CC-4D39-BCE8-AF5BF3F312BF}	OXENBRIDGE TUNNEL ROAD RD 1 QUEENSTOWN 9371	Aib-24	Water Supply	Structures	Foundation	2019	01/05/2019	$24,560.90	$24,560.90	$2,213.32	$26,774.22	reinstatement	$26,774.22
Queenstown Lakes District Council	Queenstown Lakes District, Otago	10183493	10142591		{8CFCEF46-86CC-4D39-BCE8-AF5BF3F312BF}	OXENBRIDGE TUNNEL ROAD RD 1 QUEENSTOWN 9371	Aib-24	Water Supply	Structures	Pump station buildin	2019	01/05/2019	$75,002.76	$75,002.76	$6,758.90	$81,761.67	reinstatement	$81,761.67
Queenstown Lakes District Council	Queenstown Lakes District, Otago	10183494	10142591		{8CFCEF46-86CC-4D39-BCE8-AF5BF3F312BF}	OXENBRIDGE TUNNEL ROAD RD 1 QUEENSTOWN 9371	Aib-24	Water Supply	Pipework	Pipework	2019	01/05/2019	$23,196.41	$23,196.41	$2,090.35	$25,286.77	reinstatement	$25,286.77
Queenstown Lakes District Council	Queenstown Lakes District, Otago	10183495	10142591		{8CFCEF46-86CC-4D39-BCE8-AF5BF3F312BF}	OXENBRIDGE TUNNEL ROAD RD 1 QUEENSTOWN 9371	Aib-24	Water Supply	Pipework	Pipework	2019	01/05/2019	$13,143.22	$13,143.22	$1,184.41	$14,327.62	reinstatement	$14,327.62
Queenstown Lakes District Council	Queenstown Lakes District, Otago	10183496	10142591		{8CFCEF46-86CC-4D39-BCE8-AF5BF3F312BF}	OXENBRIDGE TUNNEL ROAD RD 1 QUEENSTOWN 9371	Aib-24	Water Supply	TPBS Valves	Air Bleed Valve	2019	01/05/2019	$1,364.50	$1,364.50	$122.96	$1,487.46	reinstatement	$1,487.46
Queenstown Lakes District Council	Queenstown Lakes District, Otago	10183497	10142591		{8CFCEF46-86CC-4D39-BCE8-AF5BF3F312BF}	OXENBRIDGE TUNNEL ROAD RD 1 QUEENSTOWN 9371	Aib-24	Water Supply	TPBS Valves	Valve	2019	01/05/2019	$1,364.50	$1,364.50	$122.96	$1,487.46	reinstatement	$1,487.46
Queenstown Lakes District Council	Queenstown Lakes District, Otago	10183498	10142591		{8CFCEF46-86CC-4D39-BCE8-AF5BF3F312BF}	OXENBRIDGE TUNNEL ROAD RD 1 QUEENSTOWN 9371	Aib-24	Water Supply	Pipework	Pipework	2019	01/05/2019	$42,990.69	$42,990.69	$3,874.12	$46,864.81	reinstatement	$46,864.81
Queenstown Lakes District Council	Queenstown Lakes District, Otago	10183499	10142591		{8CFCEF46-86CC-4D39-BCE8-AF5BF3F312BF}	OXENBRIDGE TUNNEL ROAD RD 1 QUEENSTOWN 9371	Aib-24	Water Supply	TPBS Valves	Valve	2019	01/05/2019	$1,364.50	$1,364.50	$122.96	$1,487.46	reinstatement	$1,487.46
Queenstown Lakes District Council	Queenstown Lakes District, Otago	10183500	10142591		{8CFCEF46-86CC-4D39-BCE8-AF5BF3F312BF}	OXENBRIDGE TUNNEL ROAD RD 1 QUEENSTOWN 9371	Aib-24	Water Supply	Pipework	Pipework	2019	01/05/2019	$1,910.28	$1,910.28	$172.15	$2,082.43	reinstatement	$2,082.43
Queenstown Lakes District Council	Queenstown Lakes District, Otago	10144919	10142560	216998	{651DED27-2CF7-4E8C-9EBE-4D1D6ADF66AA}	WILLOW PLACE	Aib-24	Sewerage	Electrical Equipment	Level Control	2009	01/10/2009	$0.00	$0.00	$0.00	$0.00	Indemnity	$0.00
Queenstown Lakes District Council	Queenstown Lakes District, Otago	10183517	10142591		{8CFCEF46-86CC-4D39-BCE8-AF5BF3F312BF}	OXENBRIDGE TUNNEL ROAD RD 1 QUEENSTOWN 9371	Aib-24	Water Supply	Miscellaneous	Turbidity Cistern	2021	15/01/2021	$7,414.20	$7,414.20	$668.13	$8,082.33	reinstatement	$8,082.33
Queenstown Lakes District Council	Queenstown Lakes District, Otago	10183518	10142591		{8CFCEF46-86CC-4D39-BCE8-AF5BF3F312BF}	OXENBRIDGE TUNNEL ROAD RD 1 QUEENSTOWN 9371	Aib-24	Water Supply	Miscellaneous	Turbidity Cistern	2021	15/01/2021	$7,414.20	$7,414.20	$668.13	$8,082.33	reinstatement	$8,082.33
Queenstown Lakes District Council	Queenstown Lakes District, Otago	10183519	10142688		{E156B2D6-04BB-4E99-9D4E-4711E3E006C8}	LAKEVIEW TERRACE RD 2 WANAKA 9382	Aib-24	Water Supply	Miscellaneous	Turbidity Cistern	2021	15/01/2021	$7,414.20	$7,414.20	$668.13	$8,082.33	reinstatement	$8,082.33
Queenstown Lakes District Council	Queenstown Lakes District, Otago	10181690	10181567		{F1A4AD5E-6C9A-4002-A396-F6FCF9BD0D0E}	JONES AVENUE	Aib-24	Sewerage	Pumps	Pump	2018	01/01/2018	$49,190.03	$49,190.03	$4,432.78	$53,622.81	reinstatement	$53,622.81
Queenstown Lakes District Council	Queenstown Lakes District, Otago	10181691	10181567		{F1A4AD5E-6C9A-4002-A396-F6FCF9BD0D0E}	JONES AVENUE	Aib-24	Sewerage	Pumps	Pump	2018	01/01/2018	$49,190.03	$49,190.03	$4,432.78	$53,622.81	reinstatement	$53,622.81
Queenstown Lakes District Council	Queenstown Lakes District, Otago	10181692	10181567		{F1A4AD5E-6C9A-4002-A396-F6FCF9BD0D0E}	JONES AVENUE	Aib-24	Sewerage	Electrical Equipment	Cabinetry	2018	01/01/2018	$1,206.61	$1,206.61	$108.73	$1,315.34	reinstatement	$1,315.34
Queenstown Lakes District Council	Queenstown Lakes District, Otago	10181693	10181567		{F1A4AD5E-6C9A-4002-A396-F6FCF9BD0D0E}	JONES AVENUE	Aib-24	Sewerage	Electrical Equipment	Switchboard	2018	01/01/2018	$63,244.31	$63,244.31	$5,699.29	$68,943.60	reinstatement	$68,943.60
Queenstown Lakes District Council	Queenstown Lakes District, Otago	10181694	10181567		{F1A4AD5E-6C9A-4002-A396-F6FCF9BD0D0E}	JONES AVENUE	Aib-24	Sewerage	Miscellaneous	Valve Chamber	2018	01/01/2018	$4,497.37	$4,497.37	$405.28	$4,902.66	reinstatement	$4,902.66
Queenstown Lakes District Council	Queenstown Lakes District, Otago	10181695	10181567		{F1A4AD5E-6C9A-4002-A396-F6FCF9BD0D0E}	JONES AVENUE	Aib-24	Sewerage	Electrical Equipment	Soft Starter	2018	01/01/2018	$2,529.78	$2,529.78	$227.97	$2,757.75	reinstatement	$2,757.75
Queenstown Lakes District Council	Queenstown Lakes District, Otago	10181696	10181567		{F1A4AD5E-6C9A-4002-A396-F6FCF9BD0D0E}	JONES AVENUE	Aib-24	Sewerage	Electrical Equipment	Soft Starter	2018	01/01/2018	$2,529.78	$2,529.78	$227.97	$2,757.75	reinstatement	$2,757.75
Queenstown Lakes District Council	Queenstown Lakes District, Otago	10181697	10181567		{F1A4AD5E-6C9A-4002-A396-F6FCF9BD0D0E}	JONES AVENUE	Aib-24	Sewerage	Electrical Equipment	Pump Control	2018	01/01/2018	$5,621.72	$5,621.72	$506.60	$6,128.33	reinstatement	$6,128.33
Queenstown Lakes District Council	Queenstown Lakes District, Otago	10181698	10181567		{F1A4AD5E-6C9A-4002-A396-F6FCF9BD0D0E}	JONES AVENUE	Aib-24	Sewerage	Electrical Equipment	Level Sensor	2018	01/01/2018	$2,529.78	$2,529.78	$227.97	$2,757.75	reinstatement	$2,757.75
Queenstown Lakes District Council	Queenstown Lakes District, Otago	10181699	10181567		{F1A4AD5E-6C9A-4002-A396-F6FCF9BD0D0E}	JONES AVENUE	Aib-24	Sewerage	Electrical Equipment	Generator Connection	2018	01/01/2018	$4,216.28	$4,216.28	$379.95	$4,596.23	reinstatement	$4,596.23
Queenstown Lakes District Council	Queenstown Lakes District, Otago	10181700	10181567		{F1A4AD5E-6C9A-4002-A396-F6FCF9BD0D0E}	JONES AVENUE	Aib-24	Sewerage	Electrical Equipment	Telemetry Unit	2018	01/01/2018	$4,497.37	$4,497.37	$405.28	$4,902.66	reinstatement	$4,902.66
Queenstown Lakes District Council	Queenstown Lakes District, Otago	10181701	10181567		{F1A4AD5E-6C9A-4002-A396-F6FCF9BD0D0E}	JONES AVENUE	Aib-24	Sewerage	Miscellaneous	Odour Control Unit	2018	01/01/2018	$39,352.01	$39,352.01	$3,546.22	$42,898.23	reinstatement	$42,898.23
Queenstown Lakes District Council	Queenstown Lakes District, Otago	10181650	10142620		{06781CC6-B1E9-4E63-B20E-69131BD675AB}	GLENORCHY-QUEENSTOWN ROAD CLOSEBURN QUEENSTOWN 9371	Aib-24	Water Supply	TPBS Valves	Surge Anticipating V	2018	08/08/2018	$5,150.65	$5,150.65	$464.15	$5,614.80	reinstatement	$5,614.80
Queenstown Lakes District Council	Queenstown Lakes District, Otago	10181651	10142620		{06781CC6-B1E9-4E63-B20E-69131BD675AB}	GLENORCHY-QUEENSTOWN ROAD CLOSEBURN QUEENSTOWN 9371	Aib-24	Water Supply	TPBS Valves	Valve	2018	08/08/2018	$3,388.56	$3,388.56	$305.36	$3,693.92	reinstatement	$3,693.92
Queenstown Lakes District Council	Queenstown Lakes District, Otago	10181649	10142564		{BFBFBB84-D102-4ACA-8418-8B4EB42050A5}	PARK STREET QUEENSTOWN 9300	Aib-24	Sewerage	Electrical Equipment	Telemetry	2013	01/01/2013	$2,845.66	$2,845.66	$256.44	$3,102.09	reinstatement	$3,102.09
Queenstown Lakes District Council	Queenstown Lakes District, Otago	10184129	10142563		{CB7B9861-B30B-4228-84FC-359A0F479C52}	MARINE PARADE QUEENSTOWN 9300	Aib-24	Sewerage	Miscellaneous	Trailer	2020	01/11/2020	$9,841.10	$9,841.10	$886.83	$10,727.93	reinstatement	$10,727.93
Queenstown Lakes District Council	Queenstown Lakes District, Otago	10184123	10142665		{02318D7F-5BF6-4A37-9EA3-E3851CC07AC8}	DURHAM STREET ARROWTOWN 9302	Aib-24	Water Supply	TPBS Valves	TPBS Valve	2021	01/01/2021	$14,141.01	$14,141.01	$1,274.32	$15,415.33	reinstatement	$15,415.33
Queenstown Lakes District Council	Queenstown Lakes District, Otago	10184127	10142601		{8B5EA8A0-1142-4E33-8F12-0992C807F3CD}	LAKE ESPLANADE QUEENSTOWN 9300	Aib-24	Water Supply	Motors	Motor	2021	01/01/2021	$34,882.17	$34,882.17	$3,143.42	$38,025.59	reinstatement	$38,025.59
Queenstown Lakes District Council	Queenstown Lakes District, Otago	10184119	10142627		{7AE69CE2-C9B4-45F2-BCC0-7DCB1E4A6C66}	16 LLOYD DUNN AVENUE RD 2 WANAKA 9305	Aib-24	Sewerage	Pumps	Pump	2021	01/01/2021	$7,009.32	$7,009.32	$631.65	$7,640.97	reinstatement	$7,640.97
Queenstown Lakes District Council	Queenstown Lakes District, Otago	10184121	10142627		{7AE69CE2-C9B4-45F2-BCC0-7DCB1E4A6C66}	16 LLOYD DUNN AVENUE RD 2 WANAKA 9305	Aib-24	Sewerage	TPBS Valves	Valve Actuator	2021	01/01/2021	$15,996.70	$15,996.70	$1,441.55	$17,438.25	reinstatement	$17,438.25
Queenstown Lakes District Council	Queenstown Lakes District, Otago	10184126	10142586		{97022BE6-D249-4544-9DF5-2F48D8FF126F}	3840 ALICE BURN DRIVE RD 3 CROMWELL 9383	Aib-24	Water Supply	Conduits & Cabling	Cabling	2021	01/02/2021	$10,465.37	$10,465.37	$943.09	$11,408.46	reinstatement	$11,408.46
Queenstown Lakes District Council	Queenstown Lakes District, Otago	10181655	10005516		{E74399AA-B667-48B1-8E95-76E3CA7E83DC}	LAKE ESPLANADE QUEENSTOWN 9300	Aib-24	Water Supply	Flow Meter	Flowmeter	2018	01/10/2018	$48,101.16	$48,101.16	$4,334.66	$52,435.82	reinstatement	$52,435.82
Queenstown Lakes District Council	Queenstown Lakes District, Otago	10181644	10142564		{BFBFBB84-D102-4ACA-8418-8B4EB42050A5}	PARK STREET QUEENSTOWN 9300	Aib-24	Sewerage	Electrical Equipment	Soft Starter	2012	01/01/2012	$1,506.52	$1,506.52	$135.76	$1,642.28	reinstatement	$1,642.28
Queenstown Lakes District Council	Queenstown Lakes District, Otago	10181645	10142564		{BFBFBB84-D102-4ACA-8418-8B4EB42050A5}	PARK STREET QUEENSTOWN 9300	Aib-24	Sewerage	Electrical Equipment	Soft Starter	2012	01/01/2012	$1,506.52	$1,506.52	$135.76	$1,642.28	reinstatement	$1,642.28
Queenstown Lakes District Council	Queenstown Lakes District, Otago	10181654	10142603		{EC46EEB1-EF9F-48C0-95C7-4CA024BE0281}	GLENORCHY-QUEENSTOWN ROAD CLOSEBURN QUEENSTOWN 9371	Aib-24	Water Supply	Pumps	Pump	2019	01/01/2019	$126,087.47	$126,087.47	$11,362.42	$137,449.89	reinstatement	$137,449.89
Queenstown Lakes District Council	Queenstown Lakes District, Otago	10181656	10142568		{8523046E-B0EC-4155-A27B-D667AE130C1B}	GLENORCHY-QUEENSTOWN ROAD CLOSEBURN QUEENSTOWN 9371	Aib-24	Sewerage	Generator	Generator	2018	01/10/2018	$47,075.06	$47,075.06	$4,242.19	$51,317.25	reinstatement	$51,317.25
Queenstown Lakes District Council	Queenstown Lakes District, Otago	10182121	10142563		{CB7B9861-B30B-4228-84FC-359A0F479C52}	MARINE PARADE QUEENSTOWN 9300	Aib-24	Sewerage	Generator	Generator	2020	06/11/2020	$286,035.94	$286,035.94	$25,776.25	$311,812.19	reinstatement	$311,812.19
Queenstown Lakes District Council	Queenstown Lakes District, Otago	10182122	10142563		{CB7B9861-B30B-4228-84FC-359A0F479C52}	MARINE PARADE QUEENSTOWN 9300	Aib-24	Sewerage	Miscellaneous	Access Door	2020	06/11/2020	$24,701.43	$24,701.43	$2,225.98	$26,927.41	reinstatement	$26,927.41
Queenstown Lakes District Council	Queenstown Lakes District, Otago	10182123	10142563		{CB7B9861-B30B-4228-84FC-359A0F479C52}	MARINE PARADE QUEENSTOWN 9300	Aib-24	Sewerage	Conduits & Cabling	Cabling	2020	06/11/2020	$7,504.72	$7,504.72	$676.29	$8,181.01	reinstatement	$8,181.01
Queenstown Lakes District Council	Queenstown Lakes District, Otago	10182124	10142563		{CB7B9861-B30B-4228-84FC-359A0F479C52}	MARINE PARADE QUEENSTOWN 9300	Aib-24	Sewerage	(blank)	Electrical Services	2020	06/11/2020	$1,364.50	$1,364.50	$122.96	$1,487.46	reinstatement	$1,487.46
Queenstown Lakes District Council	Queenstown Lakes District, Otago	10182125	10142563		{CB7B9861-B30B-4228-84FC-359A0F479C52}	MARINE PARADE QUEENSTOWN 9300	Aib-24	Sewerage	Conduits & Cabling	Cabling	2020	06/11/2020	$17,913.64	$17,913.64	$1,614.29	$19,527.93	reinstatement	$19,527.93
Queenstown Lakes District Council	Queenstown Lakes District, Otago	10182126	10142563		{CB7B9861-B30B-4228-84FC-359A0F479C52}	MARINE PARADE QUEENSTOWN 9300	Aib-24	Sewerage	Electrical Equipment	Electrical Controls	2020	06/11/2020	$102,704.36	$102,704.36	$9,255.24	$111,959.60	reinstatement	$111,959.60
Queenstown Lakes District Council	Queenstown Lakes District, Otago	10182127	10142563		{CB7B9861-B30B-4228-84FC-359A0F479C52}	MARINE PARADE QUEENSTOWN 9300	Aib-24	Sewerage	Electrical Equipment	Electrical Controls	2020	06/11/2020	$102,704.36	$102,704.36	$9,255.24	$111,959.60	reinstatement	$111,959.60
Queenstown Lakes District Council	Queenstown Lakes District, Otago	10180190	10142694		{8DB9E3ED-39E0-49D1-A10E-5E34A5E0E822}	4 SHOTOVER DELTA ROAD LOWER SHOTOVER QUEENSTOWN 9304	Aib-24	Sewerage	Structures	Weather Cover	2021	30/04/2021	$4,088.47	$4,088.47	$368.43	$4,456.90	reinstatement	$4,456.90
Queenstown Lakes District Council	Queenstown Lakes District, Otago	10183520	10005507		{A8C199A0-C5B2-4990-994B-AF9EB468DB56}	ATKINS ROAD LUGGATE WANAKA 9382	Aib-24	Water Supply	Structures	Fencing	2020	01/12/2020	$6,797.17	$6,797.17	$612.53	$7,409.70	reinstatement	$7,409.70
Queenstown Lakes District Council	Queenstown Lakes District, Otago	10183474	10142591		{8CFCEF46-86CC-4D39-BCE8-AF5BF3F312BF}	OXENBRIDGE TUNNEL ROAD RD 1 QUEENSTOWN 9371	Aib-24	Water Supply	Pipework	Pipework	2020	15/12/2020	$6,822.47	$6,822.47	$614.81	$7,437.28	reinstatement	$7,437.28
Queenstown Lakes District Council	Queenstown Lakes District, Otago	10183475	10142591		{8CFCEF46-86CC-4D39-BCE8-AF5BF3F312BF}	OXENBRIDGE TUNNEL ROAD RD 1 QUEENSTOWN 9371	Aib-24	Water Supply	(blank)	Electrical Services	2020	15/12/2020	$2,046.75	$2,046.75	$184.44	$2,231.19	reinstatement	$2,231.19
Queenstown Lakes District Council	Queenstown Lakes District, Otago	10183476	10142591		{8CFCEF46-86CC-4D39-BCE8-AF5BF3F312BF}	OXENBRIDGE TUNNEL ROAD RD 1 QUEENSTOWN 9371	Aib-24	Water Supply	(blank)	Electrical Services	2020	15/12/2020	$8,186.97	$8,186.97	$737.77	$8,924.74	reinstatement	$8,924.74
Queenstown Lakes District Council	Queenstown Lakes District, Otago	10183477	10142591		{8CFCEF46-86CC-4D39-BCE8-AF5BF3F312BF}	OXENBRIDGE TUNNEL ROAD RD 1 QUEENSTOWN 9371	Aib-24	Water Supply	Heater	Heater	2020	15/12/2020	$3,472.45	$3,472.45	$312.92	$3,785.37	reinstatement	$3,785.37
Queenstown Lakes District Council	Queenstown Lakes District, Otago	10183478	10142591		{8CFCEF46-86CC-4D39-BCE8-AF5BF3F312BF}	OXENBRIDGE TUNNEL ROAD RD 1 QUEENSTOWN 9371	Aib-24	Water Supply	Heater	Heater	2020	15/12/2020	$3,472.45	$3,472.45	$312.92	$3,785.37	reinstatement	$3,785.37
Queenstown Lakes District Council	Queenstown Lakes District, Otago	10183479	10142591		{8CFCEF46-86CC-4D39-BCE8-AF5BF3F312BF}	OXENBRIDGE TUNNEL ROAD RD 1 QUEENSTOWN 9371	Aib-24	Water Supply	Structures	Foundation	2020	15/12/2020	$24,560.90	$24,560.90	$2,213.32	$26,774.22	reinstatement	$26,774.22
Queenstown Lakes District Council	Queenstown Lakes District, Otago	10183480	10142591		{8CFCEF46-86CC-4D39-BCE8-AF5BF3F312BF}	OXENBRIDGE TUNNEL ROAD RD 1 QUEENSTOWN 9371	Aib-24	Water Supply	Structures	Pump station buildin	2020	15/12/2020	$75,002.76	$75,002.76	$6,758.90	$81,761.67	reinstatement	$81,761.67
Queenstown Lakes District Council	Queenstown Lakes District, Otago	10183481	10142591		{8CFCEF46-86CC-4D39-BCE8-AF5BF3F312BF}	OXENBRIDGE TUNNEL ROAD RD 1 QUEENSTOWN 9371	Aib-24	Water Supply	Pipework	Pipework	2020	15/12/2020	$23,196.41	$23,196.41	$2,090.35	$25,286.77	reinstatement	$25,286.77
Queenstown Lakes District Council	Queenstown Lakes District, Otago	10183482	10142591		{8CFCEF46-86CC-4D39-BCE8-AF5BF3F312BF}	OXENBRIDGE TUNNEL ROAD RD 1 QUEENSTOWN 9371	Aib-24	Water Supply	Pipework	Pipework	2020	15/12/2020	$13,143.22	$13,143.22	$1,184.41	$14,327.62	reinstatement	$14,327.62
Queenstown Lakes District Council	Queenstown Lakes District, Otago	10183483	10142591		{8CFCEF46-86CC-4D39-BCE8-AF5BF3F312BF}	OXENBRIDGE TUNNEL ROAD RD 1 QUEENSTOWN 9371	Aib-24	Water Supply	TPBS Valves	Air Bleed Valve	2020	15/12/2020	$1,364.50	$1,364.50	$122.96	$1,487.46	reinstatement	$1,487.46
Queenstown Lakes District Council	Queenstown Lakes District, Otago	10183484	10142591		{8CFCEF46-86CC-4D39-BCE8-AF5BF3F312BF}	OXENBRIDGE TUNNEL ROAD RD 1 QUEENSTOWN 9371	Aib-24	Water Supply	TPBS Valves	Valve	2020	15/12/2020	$1,364.50	$1,364.50	$122.96	$1,487.46	reinstatement	$1,487.46
Queenstown Lakes District Council	Queenstown Lakes District, Otago	10183485	10142591		{8CFCEF46-86CC-4D39-BCE8-AF5BF3F312BF}	OXENBRIDGE TUNNEL ROAD RD 1 QUEENSTOWN 9371	Aib-24	Water Supply	Pipework	Pipework	2020	15/12/2020	$42,990.69	$42,990.69	$3,874.12	$46,864.81	reinstatement	$46,864.81
Queenstown Lakes District Council	Queenstown Lakes District, Otago	10183486	10142591		{8CFCEF46-86CC-4D39-BCE8-AF5BF3F312BF}	OXENBRIDGE TUNNEL ROAD RD 1 QUEENSTOWN 9371	Aib-24	Water Supply	TPBS Valves	Valve	2020	15/12/2020	$1,364.50	$1,364.50	$122.96	$1,487.46	reinstatement	$1,487.46
Queenstown Lakes District Council	Queenstown Lakes District, Otago	10183487	10142591		{8CFCEF46-86CC-4D39-BCE8-AF5BF3F312BF}	OXENBRIDGE TUNNEL ROAD RD 1 QUEENSTOWN 9371	Aib-24	Water Supply	Pipework	Pipework	2020	15/12/2020	$1,910.28	$1,910.28	$172.15	$2,082.43	reinstatement	$2,082.43
Queenstown Lakes District Council	Queenstown Lakes District, Otago	10180192	10142635		{948DF4DA-5250-428E-90B7-018D9982AB8A}	19 ELLEN JOHNSON TERRACE RD 1 QUEENSTOWN 9371	Aib-24	Water Supply	Miscellaneous	Access Road	2018	01/01/2018	$6,028.51	$6,028.51	$543.26	$6,571.77	reinstatement	$6,571.77
Queenstown Lakes District Council	Queenstown Lakes District, Otago	10182130	10142627		{7AE69CE2-C9B4-45F2-BCC0-7DCB1E4A6C66}	16 LLOYD DUNN AVENUE RD 2 WANAKA 9305	Aib-24	Sewerage	Pumps	Pump	2020	01/07/2020	$6,822.47	$6,822.47	$614.81	$7,437.28	reinstatement	$7,437.28
Queenstown Lakes District Council	Queenstown Lakes District, Otago	10180191	10142613		{A8583AED-3506-4687-84A0-9DB24649ADD6}	WANAKA-MOUNT ASPIRING ROAD WANAKA 9382	Aib-24	Water Supply	Misc	Chlorine Weigh Pads	2020	01/12/2020	$8,563.82	$8,563.82	$771.73	$9,335.55	reinstatement	$9,335.55
Queenstown Lakes District Council	Queenstown Lakes District, Otago	10180193	10142627		{7AE69CE2-C9B4-45F2-BCC0-7DCB1E4A6C66}	16 LLOYD DUNN AVENUE RD 2 WANAKA 9305	Aib-24	Sewerage	Blower	Air Blower	2020	01/10/2020	$26,490.30	$26,490.30	$2,387.18	$28,877.48	reinstatement	$28,877.48
Queenstown Lakes District Council	Queenstown Lakes District, Otago	10182115	10142577		{9936C7C0-C45B-4D68-A288-0AB32482126A}	LAKESIDE ROAD	Aib-24	Sewerage	Electrical Equipment	Variable Speed Drive	2020	09/09/2020	$6,822.47	$6,822.47	$614.81	$7,437.28	reinstatement	$7,437.28
Queenstown Lakes District Council	Queenstown Lakes District, Otago	10182116	10142577		{9936C7C0-C45B-4D68-A288-0AB32482126A}	LAKESIDE ROAD	Aib-24	Sewerage	Filter	Harmonic Filter	2020	09/09/2020	$4,093.49	$4,093.49	$368.89	$4,462.37	reinstatement	$4,462.37
Queenstown Lakes District Council	Queenstown Lakes District, Otago	10182117	10142577		{9936C7C0-C45B-4D68-A288-0AB32482126A}	LAKESIDE ROAD	Aib-24	Sewerage	Conduits & Cabling	Cabling	2020	09/09/2020	$8,186.97	$8,186.97	$737.77	$8,924.74	reinstatement	$8,924.74
Queenstown Lakes District Council	Queenstown Lakes District, Otago	10182118	10142577		{9936C7C0-C45B-4D68-A288-0AB32482126A}	LAKESIDE ROAD	Aib-24	Sewerage	Conduits & Cabling	Cabling	2020	09/09/2020	$4,775.74	$4,775.74	$430.37	$5,206.10	reinstatement	$5,206.10
Queenstown Lakes District Council	Queenstown Lakes District, Otago	10182119	10142577		{9936C7C0-C45B-4D68-A288-0AB32482126A}	LAKESIDE ROAD	Aib-24	Sewerage	Electrical Equipment	Backup Battery	2020	09/09/2020	$4,093.49	$4,093.49	$368.89	$4,462.37	reinstatement	$4,462.37
Queenstown Lakes District Council	Queenstown Lakes District, Otago	10182120	10142577		{9936C7C0-C45B-4D68-A288-0AB32482126A}	LAKESIDE ROAD	Aib-24	Sewerage	Structures	Retaining Walls Bund	2020	09/09/2020	$38,534.24	$38,534.24	$3,472.53	$42,006.77	reinstatement	$42,006.77
Queenstown Lakes District Council	Queenstown Lakes District, Otago	10182084	10142651		{21337AF7-E88E-4E9F-B2E0-B78235E9937A}	CARDRONA VALLEY ROAD RD 2 WANAKA 9382	Aib-24	Sewerage	Structures	Foundation	2020	20/05/2020	$17,738.43	$17,738.43	$1,598.51	$19,336.93	reinstatement	$19,336.93
Queenstown Lakes District Council	Queenstown Lakes District, Otago	10182085	10142651		{21337AF7-E88E-4E9F-B2E0-B78235E9937A}	CARDRONA VALLEY ROAD RD 2 WANAKA 9382	Aib-24	Sewerage	Diffuser	Diffuser	2020	20/05/2020	$27,289.89	$27,289.89	$2,459.24	$29,749.13	reinstatement	$29,749.13
Queenstown Lakes District Council	Queenstown Lakes District, Otago	10182086	10142651		{21337AF7-E88E-4E9F-B2E0-B78235E9937A}	CARDRONA VALLEY ROAD RD 2 WANAKA 9382	Aib-24	Sewerage	Structures	Tank	2020	20/05/2020	$4,775.74	$4,775.74	$430.37	$5,206.10	reinstatement	$5,206.10
Queenstown Lakes District Council	Queenstown Lakes District, Otago	10182087	10142651		{21337AF7-E88E-4E9F-B2E0-B78235E9937A}	CARDRONA VALLEY ROAD RD 2 WANAKA 9382	Aib-24	Sewerage	Structures	Tank	2020	20/05/2020	$85,963.14	$85,963.14	$7,746.60	$93,709.75	reinstatement	$93,709.75
Queenstown Lakes District Council	Queenstown Lakes District, Otago	10182088	10142651		{21337AF7-E88E-4E9F-B2E0-B78235E9937A}	CARDRONA VALLEY ROAD RD 2 WANAKA 9382	Aib-24	Sewerage	Diffuser	Diffuser	2020	20/05/2020	$13,644.94	$13,644.94	$1,229.62	$14,874.56	reinstatement	$14,874.56
Queenstown Lakes District Council	Queenstown Lakes District, Otago	10182089	10142651		{21337AF7-E88E-4E9F-B2E0-B78235E9937A}	CARDRONA VALLEY ROAD RD 2 WANAKA 9382	Aib-24	Sewerage	Misc	Decanter	2020	20/05/2020	$2,728.99	$2,728.99	$245.92	$2,974.91	reinstatement	$2,974.91
Queenstown Lakes District Council	Queenstown Lakes District, Otago	10182090	10142651		{21337AF7-E88E-4E9F-B2E0-B78235E9937A}	CARDRONA VALLEY ROAD RD 2 WANAKA 9382	Aib-24	Sewerage	Pumps	Pump	2020	20/05/2020	$12,942.23	$12,942.23	$1,166.29	$14,108.52	reinstatement	$14,108.52
Queenstown Lakes District Council	Queenstown Lakes District, Otago	10182091	10142651		{21337AF7-E88E-4E9F-B2E0-B78235E9937A}	CARDRONA VALLEY ROAD RD 2 WANAKA 9382	Aib-24	Sewerage	Pumps	Pump	2020	20/05/2020	$29,845.58	$29,845.58	$2,689.55	$32,535.13	reinstatement	$32,535.13
Queenstown Lakes District Council	Queenstown Lakes District, Otago	10182092	10142651		{21337AF7-E88E-4E9F-B2E0-B78235E9937A}	CARDRONA VALLEY ROAD RD 2 WANAKA 9382	Aib-24	Sewerage	Pumps	Pump	2020	20/05/2020	$12,942.23	$12,942.23	$1,166.29	$14,108.52	reinstatement	$14,108.52
Queenstown Lakes District Council	Queenstown Lakes District, Otago	10182093	10142651		{21337AF7-E88E-4E9F-B2E0-B78235E9937A}	CARDRONA VALLEY ROAD RD 2 WANAKA 9382	Aib-24	Sewerage	Blower	Air Blower	2020	20/05/2020	$15,710.79	$15,710.79	$1,415.78	$17,126.58	reinstatement	$17,126.58
Queenstown Lakes District Council	Queenstown Lakes District, Otago	10182094	10142651		{21337AF7-E88E-4E9F-B2E0-B78235E9937A}	CARDRONA VALLEY ROAD RD 2 WANAKA 9382	Aib-24	Sewerage	Electrical Equipment	DO Meter	2020	20/05/2020	$4,625.64	$4,625.64	$416.84	$5,042.48	reinstatement	$5,042.48
Queenstown Lakes District Council	Queenstown Lakes District, Otago	10182095	10142651		{21337AF7-E88E-4E9F-B2E0-B78235E9937A}	CARDRONA VALLEY ROAD RD 2 WANAKA 9382	Aib-24	Sewerage	Electrical Equipment	DO Meter	2020	20/05/2020	$7,641.16	$7,641.16	$688.59	$8,329.75	reinstatement	$8,329.75
Queenstown Lakes District Council	Queenstown Lakes District, Otago	10182096	10142651		{21337AF7-E88E-4E9F-B2E0-B78235E9937A}	CARDRONA VALLEY ROAD RD 2 WANAKA 9382	Aib-24	Sewerage	Electrical Equipment	Telemetry	2020	20/05/2020	$4,625.64	$4,625.64	$416.84	$5,042.48	reinstatement	$5,042.48
Queenstown Lakes District Council	Queenstown Lakes District, Otago	10182097	10142651		{21337AF7-E88E-4E9F-B2E0-B78235E9937A}	CARDRONA VALLEY ROAD RD 2 WANAKA 9382	Aib-24	Sewerage	Electrical Equipment	Telemetry	2020	20/05/2020	$9,223.98	$9,223.98	$831.22	$10,055.20	reinstatement	$10,055.20
Queenstown Lakes District Council	Queenstown Lakes District, Otago	10182098	10142651		{21337AF7-E88E-4E9F-B2E0-B78235E9937A}	CARDRONA VALLEY ROAD RD 2 WANAKA 9382	Aib-24	Sewerage	Electrical Equipment	Level Transmitter	2020	20/05/2020	$2,865.44	$2,865.44	$258.22	$3,123.66	reinstatement	$3,123.66
Queenstown Lakes District Council	Queenstown Lakes District, Otago	10182099	10142651		{21337AF7-E88E-4E9F-B2E0-B78235E9937A}	CARDRONA VALLEY ROAD RD 2 WANAKA 9382	Aib-24	Sewerage	Electrical Equipment	Level Transmitter	2020	20/05/2020	$2,865.44	$2,865.44	$258.22	$3,123.66	reinstatement	$3,123.66
Queenstown Lakes District Council	Queenstown Lakes District, Otago	10182100	10142651		{21337AF7-E88E-4E9F-B2E0-B78235E9937A}	CARDRONA VALLEY ROAD RD 2 WANAKA 9382	Aib-24	Sewerage	Electrical Equipment	Pressure Sensor	2020	20/05/2020	$2,155.90	$2,155.90	$194.28	$2,350.18	reinstatement	$2,350.18
Queenstown Lakes District Council	Queenstown Lakes District, Otago	10182101	10142651		{21337AF7-E88E-4E9F-B2E0-B78235E9937A}	CARDRONA VALLEY ROAD RD 2 WANAKA 9382	Aib-24	Sewerage	Electrical Equipment	Pressure Sensor	2020	20/05/2020	$2,155.90	$2,155.90	$194.28	$2,350.18	reinstatement	$2,350.18
Queenstown Lakes District Council	Queenstown Lakes District, Otago	10182102	10142651		{21337AF7-E88E-4E9F-B2E0-B78235E9937A}	CARDRONA VALLEY ROAD RD 2 WANAKA 9382	Aib-24	Sewerage	Flow Meter	Flowmeter	2020	20/05/2020	$6,058.35	$6,058.35	$545.95	$6,604.30	reinstatement	$6,604.30
Queenstown Lakes District Council	Queenstown Lakes District, Otago	10182103	10142651		{21337AF7-E88E-4E9F-B2E0-B78235E9937A}	CARDRONA VALLEY ROAD RD 2 WANAKA 9382	Aib-24	Sewerage	Electrical Equipment	Flow Switch	2020	20/05/2020	$2,469.74	$2,469.74	$222.56	$2,692.30	reinstatement	$2,692.30
Queenstown Lakes District Council	Queenstown Lakes District, Otago	10182104	10142651		{21337AF7-E88E-4E9F-B2E0-B78235E9937A}	CARDRONA VALLEY ROAD RD 2 WANAKA 9382	Aib-24	Sewerage	Electrical Equipment	Switchboard	2020	20/05/2020	$129,930.62	$129,930.62	$11,708.75	$141,639.37	reinstatement	$141,639.37
Queenstown Lakes District Council	Queenstown Lakes District, Otago	10182105	10142651		{21337AF7-E88E-4E9F-B2E0-B78235E9937A}	CARDRONA VALLEY ROAD RD 2 WANAKA 9382	Aib-24	Sewerage	Pipework	Pipework	2020	20/05/2020	$43,663.81	$43,663.81	$3,934.78	$47,598.60	reinstatement	$47,598.60
Queenstown Lakes District Council	Queenstown Lakes District, Otago	10182106	10142651		{21337AF7-E88E-4E9F-B2E0-B78235E9937A}	CARDRONA VALLEY ROAD RD 2 WANAKA 9382	Aib-24	Sewerage	TPBS Valves	Valve	2020	20/05/2020	$4,548.31	$4,548.31	$409.87	$4,958.18	reinstatement	$4,958.18
Queenstown Lakes District Council	Queenstown Lakes District, Otago	10182107	10142651		{21337AF7-E88E-4E9F-B2E0-B78235E9937A}	CARDRONA VALLEY ROAD RD 2 WANAKA 9382	Aib-24	Sewerage	TPBS Valves	Valve	2020	20/05/2020	$4,548.31	$4,548.31	$409.87	$4,958.18	reinstatement	$4,958.18
Queenstown Lakes District Council	Queenstown Lakes District, Otago	10182108	10142651		{21337AF7-E88E-4E9F-B2E0-B78235E9937A}	CARDRONA VALLEY ROAD RD 2 WANAKA 9382	Aib-24	Sewerage	TPBS Valves	Valve	2020	20/05/2020	$4,548.31	$4,548.31	$409.87	$4,958.18	reinstatement	$4,958.18
Queenstown Lakes District Council	Queenstown Lakes District, Otago	10182109	10142651		{21337AF7-E88E-4E9F-B2E0-B78235E9937A}	CARDRONA VALLEY ROAD RD 2 WANAKA 9382	Aib-24	Sewerage	TPBS Valves	Valve	2020	20/05/2020	$4,548.31	$4,548.31	$409.87	$4,958.18	reinstatement	$4,958.18
Queenstown Lakes District Council	Queenstown Lakes District, Otago	10182110	10142651		{21337AF7-E88E-4E9F-B2E0-B78235E9937A}	CARDRONA VALLEY ROAD RD 2 WANAKA 9382	Aib-24	Sewerage	TPBS Valves	Valve	2020	20/05/2020	$4,548.31	$4,548.31	$409.87	$4,958.18	reinstatement	$4,958.18
Queenstown Lakes District Council	Queenstown Lakes District, Otago	10182111	10142651		{21337AF7-E88E-4E9F-B2E0-B78235E9937A}	CARDRONA VALLEY ROAD RD 2 WANAKA 9382	Aib-24	Sewerage	TPBS Valves	Valve	2020	20/05/2020	$4,548.31	$4,548.31	$409.87	$4,958.18	reinstatement	$4,958.18
Queenstown Lakes District Council	Queenstown Lakes District, Otago	10181657	10149862		{47880472-1E16-4EB7-B3E0-0A9830A6BF63}	WAN-LUGG HWY	Aib-24	Sewerage	TPBS Valves	Valve	2019	30/08/2019	$3,599.11	$3,599.11	$324.34	$3,923.45	reinstatement	$3,923.45
Queenstown Lakes District Council	Queenstown Lakes District, Otago	10181658	10149862		{47880472-1E16-4EB7-B3E0-0A9830A6BF63}	WAN-LUGG HWY	Aib-24	Sewerage	TPBS Valves	Valve	2019	30/08/2019	$3,599.11	$3,599.11	$324.34	$3,923.45	reinstatement	$3,923.45
Queenstown Lakes District Council	Queenstown Lakes District, Otago	10181659	10149862		{47880472-1E16-4EB7-B3E0-0A9830A6BF63}	WAN-LUGG HWY	Aib-24	Sewerage	Flow Meter	Flowmeter	2019	30/08/2019	$17,095.72	$17,095.72	$1,540.59	$18,636.31	reinstatement	$18,636.31
Queenstown Lakes District Council	Queenstown Lakes District, Otago	10181660	10149862		{47880472-1E16-4EB7-B3E0-0A9830A6BF63}	WAN-LUGG HWY	Aib-24	Sewerage	Flow Meter	Flowmeter	2019	30/08/2019	$17,095.72	$17,095.72	$1,540.59	$18,636.31	reinstatement	$18,636.31
Queenstown Lakes District Council	Queenstown Lakes District, Otago	10181661	10149862		{47880472-1E16-4EB7-B3E0-0A9830A6BF63}	WAN-LUGG HWY	Aib-24	Sewerage	Backflow Device	Backflow Preventor	2019	30/08/2019	$6,748.29	$6,748.29	$608.12	$7,356.42	reinstatement	$7,356.42
Queenstown Lakes District Council	Queenstown Lakes District, Otago	10181662	10149862		{47880472-1E16-4EB7-B3E0-0A9830A6BF63}	WAN-LUGG HWY	Aib-24	Sewerage	Backflow Device	Backflow Preventor	2019	30/08/2019	$6,748.29	$6,748.29	$608.12	$7,356.42	reinstatement	$7,356.42
Queenstown Lakes District Council	Queenstown Lakes District, Otago	10181663	10149862		{47880472-1E16-4EB7-B3E0-0A9830A6BF63}	WAN-LUGG HWY	Aib-24	Sewerage	TPBS Valves	Valve	2019	30/08/2019	$1,349.66	$1,349.66	$121.63	$1,471.29	reinstatement	$1,471.29
Queenstown Lakes District Council	Queenstown Lakes District, Otago	10181664	10149862		{47880472-1E16-4EB7-B3E0-0A9830A6BF63}	WAN-LUGG HWY	Aib-24	Sewerage	TPBS Valves	Valve	2019	30/08/2019	$1,349.66	$1,349.66	$121.63	$1,471.29	reinstatement	$1,471.29
Queenstown Lakes District Council	Queenstown Lakes District, Otago	10181665	10149862		{47880472-1E16-4EB7-B3E0-0A9830A6BF63}	WAN-LUGG HWY	Aib-24	Sewerage	Backflow Device	Backflow Preventor	2019	30/08/2019	$3,599.11	$3,599.11	$324.34	$3,923.45	reinstatement	$3,923.45
Queenstown Lakes District Council	Queenstown Lakes District, Otago	10181666	10149862		{47880472-1E16-4EB7-B3E0-0A9830A6BF63}	WAN-LUGG HWY	Aib-24	Sewerage	Backflow Device	Backflow Preventor	2019	30/08/2019	$3,599.11	$3,599.11	$324.34	$3,923.45	reinstatement	$3,923.45
Queenstown Lakes District Council	Queenstown Lakes District, Otago	10181667	10149862		{47880472-1E16-4EB7-B3E0-0A9830A6BF63}	WAN-LUGG HWY	Aib-24	Sewerage	Backflow Device	Backflow Preventor	2019	30/08/2019	$3,599.11	$3,599.11	$324.34	$3,923.45	reinstatement	$3,923.45
Queenstown Lakes District Council	Queenstown Lakes District, Otago	10181668	10149862		{47880472-1E16-4EB7-B3E0-0A9830A6BF63}	WAN-LUGG HWY	Aib-24	Sewerage	Backflow Device	Backflow Preventor	2019	30/08/2019	$3,599.11	$3,599.11	$324.34	$3,923.45	reinstatement	$3,923.45
Queenstown Lakes District Council	Queenstown Lakes District, Otago	10181669	10149862		{47880472-1E16-4EB7-B3E0-0A9830A6BF63}	WAN-LUGG HWY	Aib-24	Sewerage	Pumps	Pump	2019	30/08/2019	$64,783.77	$64,783.77	$5,838.02	$70,621.79	reinstatement	$70,621.79
Queenstown Lakes District Council	Queenstown Lakes District, Otago	10181670	10149862		{47880472-1E16-4EB7-B3E0-0A9830A6BF63}	WAN-LUGG HWY	Aib-24	Sewerage	Pumps	Pump	2019	30/08/2019	$64,783.77	$64,783.77	$5,838.02	$70,621.79	reinstatement	$70,621.79
Queenstown Lakes District Council	Queenstown Lakes District, Otago	10181671	10149862		{47880472-1E16-4EB7-B3E0-0A9830A6BF63}	WAN-LUGG HWY	Aib-24	Sewerage	Miscellaneous	Macerator	2019	30/08/2019	$32,391.89	$32,391.89	$2,919.01	$35,310.89	reinstatement	$35,310.89
Queenstown Lakes District Council	Queenstown Lakes District, Otago	10181672	10149862		{47880472-1E16-4EB7-B3E0-0A9830A6BF63}	WAN-LUGG HWY	Aib-24	Sewerage	Miscellaneous	Macerator	2019	30/08/2019	$32,391.89	$32,391.89	$2,919.01	$35,310.89	reinstatement	$35,310.89
Queenstown Lakes District Council	Queenstown Lakes District, Otago	10181673	10149862		{47880472-1E16-4EB7-B3E0-0A9830A6BF63}	WAN-LUGG HWY	Aib-24	Sewerage	Pumps	Pump	2019	30/08/2019	$12,146.97	$12,146.97	$1,094.63	$13,241.60	reinstatement	$13,241.60
Queenstown Lakes District Council	Queenstown Lakes District, Otago	10181674	10149862		{47880472-1E16-4EB7-B3E0-0A9830A6BF63}	WAN-LUGG HWY	Aib-24	Sewerage	Pumps	Pump	2019	30/08/2019	$12,146.97	$12,146.97	$1,094.63	$13,241.60	reinstatement	$13,241.60
Queenstown Lakes District Council	Queenstown Lakes District, Otago	10181675	10149862		{47880472-1E16-4EB7-B3E0-0A9830A6BF63}	WAN-LUGG HWY	Aib-24	Sewerage	Electrical Equipment	Variable Speed Drive	2019	30/08/2019	$12,146.97	$12,146.97	$1,094.63	$13,241.60	reinstatement	$13,241.60
Queenstown Lakes District Council	Queenstown Lakes District, Otago	10181676	10149862		{47880472-1E16-4EB7-B3E0-0A9830A6BF63}	WAN-LUGG HWY	Aib-24	Sewerage	Electrical Equipment	Variable Speed Drive	2019	30/08/2019	$12,146.97	$12,146.97	$1,094.63	$13,241.60	reinstatement	$13,241.60
Queenstown Lakes District Council	Queenstown Lakes District, Otago	10181677	10149862		{47880472-1E16-4EB7-B3E0-0A9830A6BF63}	WAN-LUGG HWY	Aib-24	Sewerage	Filter	Harmonic Filter	2019	30/08/2019	$4,049.00	$4,049.00	$364.88	$4,413.88	reinstatement	$4,413.88
Queenstown Lakes District Council	Queenstown Lakes District, Otago	10181678	10149862		{47880472-1E16-4EB7-B3E0-0A9830A6BF63}	WAN-LUGG HWY	Aib-24	Sewerage	Electrical Equipment	Switchboard	2019	30/08/2019	$80,079.95	$80,079.95	$7,216.44	$87,296.39	reinstatement	$87,296.39
Queenstown Lakes District Council	Queenstown Lakes District, Otago	10181679	10149862		{47880472-1E16-4EB7-B3E0-0A9830A6BF63}	WAN-LUGG HWY	Aib-24	Sewerage	Electrical Equipment	Pump Control	2019	30/08/2019	$30,592.33	$30,592.33	$2,756.84	$33,349.17	reinstatement	$33,349.17
Queenstown Lakes District Council	Queenstown Lakes District, Otago	10181680	10149862		{47880472-1E16-4EB7-B3E0-0A9830A6BF63}	WAN-LUGG HWY	Aib-24	Sewerage	Electrical Equipment	Telemetry	2019	30/08/2019	$10,347.40	$10,347.40	$932.46	$11,279.86	reinstatement	$11,279.86
Queenstown Lakes District Council	Queenstown Lakes District, Otago	10181681	10149862		{47880472-1E16-4EB7-B3E0-0A9830A6BF63}	WAN-LUGG HWY	Aib-24	Sewerage	Generator	Generator	2019	30/08/2019	$86,378.36	$86,378.36	$7,784.02	$94,162.38	reinstatement	$94,162.38
Queenstown Lakes District Council	Queenstown Lakes District, Otago	10181682	10149862		{47880472-1E16-4EB7-B3E0-0A9830A6BF63}	WAN-LUGG HWY	Aib-24	Sewerage	Structures	Well	2019	30/08/2019	$324,368.73	$324,368.73	$29,230.62	$353,599.34	reinstatement	$353,599.34
Queenstown Lakes District Council	Queenstown Lakes District, Otago	10181683	10149862		{47880472-1E16-4EB7-B3E0-0A9830A6BF63}	WAN-LUGG HWY	Aib-24	Sewerage	Structures	Pump station buildin	2019	30/08/2019	$529,517.32	$529,517.32	$47,717.67	$577,234.99	reinstatement	$577,234.99
Queenstown Lakes District Council	Queenstown Lakes District, Otago	10181684	10149862		{47880472-1E16-4EB7-B3E0-0A9830A6BF63}	WAN-LUGG HWY	Aib-24	Sewerage	Miscellaneous	Odour Control Unit	2019	30/08/2019	$15,296.18	$15,296.18	$1,378.42	$16,674.60	reinstatement	$16,674.60
Queenstown Lakes District Council	Queenstown Lakes District, Otago	10181685	10149862		{47880472-1E16-4EB7-B3E0-0A9830A6BF63}	WAN-LUGG HWY	Aib-24	Sewerage	Electrical Equipment	Level Sensor	2019	30/08/2019	$3,599.11	$3,599.11	$324.34	$3,923.45	reinstatement	$3,923.45
Queenstown Lakes District Council	Queenstown Lakes District, Otago	10181686	10149862		{47880472-1E16-4EB7-B3E0-0A9830A6BF63}	WAN-LUGG HWY	Aib-24	Sewerage	Pipework	Pipework	2019	30/08/2019	$8,547.50	$8,547.50	$770.26	$9,317.76	reinstatement	$9,317.76
Queenstown Lakes District Council	Queenstown Lakes District, Otago	10175110		333594	#N/A	#N/A	Aib-24	Water Supply	Electrical Equipment	Water Miscellaneous	2019	30/08/2019	$31,175.15	$31,175.15	$2,809.36	$33,984.51	reinstatement	$33,984.51
Queenstown Lakes District Council	Queenstown Lakes District, Otago	10175444		333593	#N/A	#N/A	Aib-24	Water Supply	Electrical Equipment	Water Miscellaneous	2019	30/08/2019	$31,175.15	$31,175.15	$2,809.36	$33,984.51	reinstatement	$33,984.51
Queenstown Lakes District Council	Queenstown Lakes District, Otago	10175743		333592	#N/A	#N/A	Aib-24	Water Supply	Electrical Equipment	Water Miscellaneous	2019	30/08/2019	$31,175.15	$31,175.15	$2,809.36	$33,984.51	reinstatement	$33,984.51
Queenstown Lakes District Council	Queenstown Lakes District, Otago	10181741	10174991		{13AB81C9-3193-4432-BC6E-BD19EB89E1B5}	BUCKINGHAM STREET ARROWTOWN 9302	Aib-24	Water Supply	Pumps	Pump	2019	30/08/2019	$42,787.81	$42,787.81	$3,855.84	$46,643.65	reinstatement	$46,643.65
Queenstown Lakes District Council	Queenstown Lakes District, Otago	10181742	10174991		{13AB81C9-3193-4432-BC6E-BD19EB89E1B5}	BUCKINGHAM STREET ARROWTOWN 9302	Aib-24	Water Supply	Structures	Foundation	2019	30/08/2019	$12,520.61	$12,520.61	$1,128.30	$13,648.91	reinstatement	$13,648.91
Queenstown Lakes District Council	Queenstown Lakes District, Otago	10181743	10174991		{13AB81C9-3193-4432-BC6E-BD19EB89E1B5}	BUCKINGHAM STREET ARROWTOWN 9302	Aib-24	Water Supply	Structures	Bore	2019	30/08/2019	$32,620.97	$32,620.97	$2,939.65	$35,560.62	reinstatement	$35,560.62
Queenstown Lakes District Council	Queenstown Lakes District, Otago	10181744	10174991		{13AB81C9-3193-4432-BC6E-BD19EB89E1B5}	BUCKINGHAM STREET ARROWTOWN 9302	Aib-24	Water Supply	TPBS Valves	Air Bleed Valve	2019	30/08/2019	$5,604.88	$5,604.88	$505.09	$6,109.97	reinstatement	$6,109.97
Queenstown Lakes District Council	Queenstown Lakes District, Otago	10181745	10174991		{13AB81C9-3193-4432-BC6E-BD19EB89E1B5}	BUCKINGHAM STREET ARROWTOWN 9302	Aib-24	Water Supply	TPBS Valves	Valve	2019	30/08/2019	$5,604.88	$5,604.88	$505.09	$6,109.97	reinstatement	$6,109.97
Queenstown Lakes District Council	Queenstown Lakes District, Otago	10181746	10174991		{13AB81C9-3193-4432-BC6E-BD19EB89E1B5}	BUCKINGHAM STREET ARROWTOWN 9302	Aib-24	Water Supply	TPBS Valves	Valve	2019	30/08/2019	$5,604.88	$5,604.88	$505.09	$6,109.97	reinstatement	$6,109.97
Queenstown Lakes District Council	Queenstown Lakes District, Otago	10181747	10174991		{13AB81C9-3193-4432-BC6E-BD19EB89E1B5}	BUCKINGHAM STREET ARROWTOWN 9302	Aib-24	Water Supply	Electrical Equipment	Turbidity Meter	2019	30/08/2019	$21,608.12	$21,608.12	$1,947.22	$23,555.35	reinstatement	$23,555.35
Queenstown Lakes District Council	Queenstown Lakes District, Otago	10181748	10174991		{13AB81C9-3193-4432-BC6E-BD19EB89E1B5}	BUCKINGHAM STREET ARROWTOWN 9302	Aib-24	Water Supply	Electrical Equipment	Level Sensor	2019	30/08/2019	$13,644.94	$13,644.94	$1,229.62	$14,874.56	reinstatement	$14,874.56
Queenstown Lakes District Council	Queenstown Lakes District, Otago	10181749	10174991		{13AB81C9-3193-4432-BC6E-BD19EB89E1B5}	BUCKINGHAM STREET ARROWTOWN 9302	Aib-24	Water Supply	Electrical Equipment	Junction Box	2019	30/08/2019	$26,740.45	$26,740.45	$2,409.73	$29,150.18	reinstatement	$29,150.18
Queenstown Lakes District Council	Queenstown Lakes District, Otago	10181750	10174991		{13AB81C9-3193-4432-BC6E-BD19EB89E1B5}	BUCKINGHAM STREET ARROWTOWN 9302	Aib-24	Water Supply	Structures	Pump station buildin	2019	30/08/2019	$82,348.26	$82,348.26	$7,420.85	$89,769.10	reinstatement	$89,769.10
Queenstown Lakes District Council	Queenstown Lakes District, Otago	10181751	10174991		{13AB81C9-3193-4432-BC6E-BD19EB89E1B5}	BUCKINGHAM STREET ARROWTOWN 9302	Aib-24	Water Supply	Pumps	Pump	2019	30/08/2019	$42,787.81	$42,787.81	$3,855.84	$46,643.65	reinstatement	$46,643.65
Queenstown Lakes District Council	Queenstown Lakes District, Otago	10181752	10174991		{13AB81C9-3193-4432-BC6E-BD19EB89E1B5}	BUCKINGHAM STREET ARROWTOWN 9302	Aib-24	Water Supply	Structures	Bore	2019	30/08/2019	$29,800.56	$29,800.56	$2,685.49	$32,486.05	reinstatement	$32,486.05
Queenstown Lakes District Council	Queenstown Lakes District, Otago	10181753	10174991		{13AB81C9-3193-4432-BC6E-BD19EB89E1B5}	BUCKINGHAM STREET ARROWTOWN 9302	Aib-24	Water Supply	Structures	Foundation	2019	30/08/2019	$23,553.90	$23,553.90	$2,122.57	$25,676.47	reinstatement	$25,676.47
Queenstown Lakes District Council	Queenstown Lakes District, Otago	10181754	10174991		{13AB81C9-3193-4432-BC6E-BD19EB89E1B5}	BUCKINGHAM STREET ARROWTOWN 9302	Aib-24	Water Supply	TPBS Valves	Air Bleed Valve	2019	30/08/2019	$6,078.36	$6,078.36	$547.75	$6,626.12	reinstatement	$6,626.12
Queenstown Lakes District Council	Queenstown Lakes District, Otago	10181755	10174991		{13AB81C9-3193-4432-BC6E-BD19EB89E1B5}	BUCKINGHAM STREET ARROWTOWN 9302	Aib-24	Water Supply	TPBS Valves	Valve	2019	30/08/2019	$6,078.36	$6,078.36	$547.75	$6,626.12	reinstatement	$6,626.12
Queenstown Lakes District Council	Queenstown Lakes District, Otago	10181756	10174991		{13AB81C9-3193-4432-BC6E-BD19EB89E1B5}	BUCKINGHAM STREET ARROWTOWN 9302	Aib-24	Water Supply	TPBS Valves	Valve	2019	30/08/2019	$6,078.36	$6,078.36	$547.75	$6,626.12	reinstatement	$6,626.12
Queenstown Lakes District Council	Queenstown Lakes District, Otago	10181757	10174991		{13AB81C9-3193-4432-BC6E-BD19EB89E1B5}	BUCKINGHAM STREET ARROWTOWN 9302	Aib-24	Water Supply	Electrical Equipment	Turbidity Meter	2019	30/08/2019	$17,996.31	$17,996.31	$1,621.75	$19,618.06	reinstatement	$19,618.06
Queenstown Lakes District Council	Queenstown Lakes District, Otago	10145078	10142638	210552	{05647476-047E-4AD5-A8D2-AB82711D1032}	HIGHVIEW TCE	Aib-24	Water Supply	Electrical Equipment	Pressure Sensor	2000	01/01/2000	$0.00	$0.00	$0.00	$0.00	Indemnity	$0.00
Queenstown Lakes District Council	Queenstown Lakes District, Otago	10181758	10174991		{13AB81C9-3193-4432-BC6E-BD19EB89E1B5}	BUCKINGHAM STREET ARROWTOWN 9302	Aib-24	Water Supply	Electrical Equipment	Level Sensor	2019	30/08/2019	$13,644.94	$13,644.94	$1,229.62	$14,874.56	reinstatement	$14,874.56
Queenstown Lakes District Council	Queenstown Lakes District, Otago	10181759	10174991		{13AB81C9-3193-4432-BC6E-BD19EB89E1B5}	BUCKINGHAM STREET ARROWTOWN 9302	Aib-24	Water Supply	Electrical Equipment	Junction Box	2019	30/08/2019	$26,740.45	$26,740.45	$2,409.73	$29,150.18	reinstatement	$29,150.18
Queenstown Lakes District Council	Queenstown Lakes District, Otago	10181760	10174991		{13AB81C9-3193-4432-BC6E-BD19EB89E1B5}	BUCKINGHAM STREET ARROWTOWN 9302	Aib-24	Water Supply	Structures	Pump station buildin	2019	30/08/2019	$82,348.26	$82,348.26	$7,420.85	$89,769.10	reinstatement	$89,769.10
Queenstown Lakes District Council	Queenstown Lakes District, Otago	10181761	10174991		{13AB81C9-3193-4432-BC6E-BD19EB89E1B5}	BUCKINGHAM STREET ARROWTOWN 9302	Aib-24	Water Supply	Structures	Foundation	2019	30/08/2019	$11,367.59	$11,367.59	$1,024.40	$12,391.99	reinstatement	$12,391.99
Queenstown Lakes District Council	Queenstown Lakes District, Otago	10181762	10174991		{13AB81C9-3193-4432-BC6E-BD19EB89E1B5}	BUCKINGHAM STREET ARROWTOWN 9302	Aib-24	Water Supply	TPBS Valves	Air Bleed Valve	2019	30/08/2019	$5,604.88	$5,604.88	$505.09	$6,109.97	reinstatement	$6,109.97
Queenstown Lakes District Council	Queenstown Lakes District, Otago	10181763	10174991		{13AB81C9-3193-4432-BC6E-BD19EB89E1B5}	BUCKINGHAM STREET ARROWTOWN 9302	Aib-24	Water Supply	TPBS Valves	Valve	2019	30/08/2019	$5,604.88	$5,604.88	$505.09	$6,109.97	reinstatement	$6,109.97
Queenstown Lakes District Council	Queenstown Lakes District, Otago	10181764	10174991		{13AB81C9-3193-4432-BC6E-BD19EB89E1B5}	BUCKINGHAM STREET ARROWTOWN 9302	Aib-24	Water Supply	TPBS Valves	Valve	2019	30/08/2019	$5,604.88	$5,604.88	$505.09	$6,109.97	reinstatement	$6,109.97
Queenstown Lakes District Council	Queenstown Lakes District, Otago	10181765	10174991		{13AB81C9-3193-4432-BC6E-BD19EB89E1B5}	BUCKINGHAM STREET ARROWTOWN 9302	Aib-24	Water Supply	Electrical Equipment	Turbidity Meter	2019	30/08/2019	$21,608.12	$21,608.12	$1,947.22	$23,555.35	reinstatement	$23,555.35
Queenstown Lakes District Council	Queenstown Lakes District, Otago	10181766	10174991		{13AB81C9-3193-4432-BC6E-BD19EB89E1B5}	BUCKINGHAM STREET ARROWTOWN 9302	Aib-24	Water Supply	Electrical Equipment	Level Sensor	2019	30/08/2019	$13,644.94	$13,644.94	$1,229.62	$14,874.56	reinstatement	$14,874.56
Queenstown Lakes District Council	Queenstown Lakes District, Otago	10181767	10174991		{13AB81C9-3193-4432-BC6E-BD19EB89E1B5}	BUCKINGHAM STREET ARROWTOWN 9302	Aib-24	Water Supply	Electrical Equipment	Junction Box	2019	30/08/2019	$26,740.45	$26,740.45	$2,409.73	$29,150.18	reinstatement	$29,150.18
Queenstown Lakes District Council	Queenstown Lakes District, Otago	10181768	10174991		{13AB81C9-3193-4432-BC6E-BD19EB89E1B5}	BUCKINGHAM STREET ARROWTOWN 9302	Aib-24	Water Supply	Electrical Equipment	Flow Indicator Contr	2019	30/08/2019	$4,093.49	$4,093.49	$368.89	$4,462.37	reinstatement	$4,462.37
Queenstown Lakes District Council	Queenstown Lakes District, Otago	10181769	10174991		{13AB81C9-3193-4432-BC6E-BD19EB89E1B5}	BUCKINGHAM STREET ARROWTOWN 9302	Aib-24	Water Supply	Electrical Equipment	Analyser Indicator C	2019	30/08/2019	$4,093.49	$4,093.49	$368.89	$4,462.37	reinstatement	$4,462.37
Queenstown Lakes District Council	Queenstown Lakes District, Otago	10181770	10174991		{13AB81C9-3193-4432-BC6E-BD19EB89E1B5}	BUCKINGHAM STREET ARROWTOWN 9302	Aib-24	Water Supply	Electrical Equipment	Voltage Regulator	2019	30/08/2019	$3,411.24	$3,411.24	$307.40	$3,718.64	reinstatement	$3,718.64
Queenstown Lakes District Council	Queenstown Lakes District, Otago	10181771	10174991		{13AB81C9-3193-4432-BC6E-BD19EB89E1B5}	BUCKINGHAM STREET ARROWTOWN 9302	Aib-24	Water Supply	Structures	Pump station buildin	2019	30/08/2019	$82,348.26	$82,348.26	$7,420.85	$89,769.10	reinstatement	$89,769.10
Queenstown Lakes District Council	Queenstown Lakes District, Otago	10181772	10174991		{13AB81C9-3193-4432-BC6E-BD19EB89E1B5}	BUCKINGHAM STREET ARROWTOWN 9302	Aib-24	Water Supply	Pipework	Pipework	2019	30/08/2019	$18,112.30	$18,112.30	$1,632.20	$19,744.50	reinstatement	$19,744.50
Queenstown Lakes District Council	Queenstown Lakes District, Otago	10181773	10174991		{13AB81C9-3193-4432-BC6E-BD19EB89E1B5}	BUCKINGHAM STREET ARROWTOWN 9302	Aib-24	Water Supply	Electrical Equipment	Switchboard	2019	30/08/2019	$159,599.43	$159,599.43	$14,382.37	$173,981.80	reinstatement	$173,981.80
Queenstown Lakes District Council	Queenstown Lakes District, Otago	10181774	10142665		{02318D7F-5BF6-4A37-9EA3-E3851CC07AC8}	DURHAM STREET ARROWTOWN 9302	Aib-24	Water Supply	Generator	Generator	2019	30/08/2019	$70,372.43	$70,372.43	$6,341.64	$76,714.07	reinstatement	$76,714.07
Queenstown Lakes District Council	Queenstown Lakes District, Otago	10181775	10174991		{13AB81C9-3193-4432-BC6E-BD19EB89E1B5}	BUCKINGHAM STREET ARROWTOWN 9302	Aib-24	Water Supply	Structures	Pump station buildin	2019	30/08/2019	$82,348.26	$82,348.26	$7,420.85	$89,769.10	reinstatement	$89,769.10
Queenstown Lakes District Council	Queenstown Lakes District, Otago	10181776	10174991		{13AB81C9-3193-4432-BC6E-BD19EB89E1B5}	BUCKINGHAM STREET ARROWTOWN 9302	Aib-24	Water Supply	Electrical Equipment	Telemetry	2019	30/08/2019	$14,069.31	$14,069.31	$1,267.86	$15,337.17	reinstatement	$15,337.17
Queenstown Lakes District Council	Queenstown Lakes District, Otago	10181777	10174991		{13AB81C9-3193-4432-BC6E-BD19EB89E1B5}	BUCKINGHAM STREET ARROWTOWN 9302	Aib-24	Water Supply	Electrical Equipment	Variable Speed Drive	2019	30/08/2019	$57,308.76	$57,308.76	$5,164.40	$62,473.16	reinstatement	$62,473.16
Queenstown Lakes District Council	Queenstown Lakes District, Otago	10181778	10174991		{13AB81C9-3193-4432-BC6E-BD19EB89E1B5}	BUCKINGHAM STREET ARROWTOWN 9302	Aib-24	Water Supply	Electrical Equipment	Variable Speed Drive	2019	30/08/2019	$57,308.76	$57,308.76	$5,164.40	$62,473.16	reinstatement	$62,473.16
Queenstown Lakes District Council	Queenstown Lakes District, Otago	10181779	10174991		{13AB81C9-3193-4432-BC6E-BD19EB89E1B5}	BUCKINGHAM STREET ARROWTOWN 9302	Aib-24	Water Supply	Electrical Equipment	Variable Speed Drive	2019	30/08/2019	$57,308.76	$57,308.76	$5,164.40	$62,473.16	reinstatement	$62,473.16
Queenstown Lakes District Council	Queenstown Lakes District, Otago	10181780	10174991		{13AB81C9-3193-4432-BC6E-BD19EB89E1B5}	BUCKINGHAM STREET ARROWTOWN 9302	Aib-24	Water Supply	Filter	Harmonic Filter	2019	30/08/2019	$12,280.46	$12,280.46	$1,106.66	$13,387.11	reinstatement	$13,387.11
Queenstown Lakes District Council	Queenstown Lakes District, Otago	10181781	10174991		{13AB81C9-3193-4432-BC6E-BD19EB89E1B5}	BUCKINGHAM STREET ARROWTOWN 9302	Aib-24	Water Supply	Heater	Heater	2019	30/08/2019	$51,314.54	$51,314.54	$4,624.23	$55,938.77	reinstatement	$55,938.77
Queenstown Lakes District Council	Queenstown Lakes District, Otago	10181782	10174991		{13AB81C9-3193-4432-BC6E-BD19EB89E1B5}	BUCKINGHAM STREET ARROWTOWN 9302	Aib-24	Water Supply	Electrical Equipment	Programme Logic Cont	2019	30/08/2019	$74,032.00	$74,032.00	$6,671.42	$80,703.43	reinstatement	$80,703.43
Queenstown Lakes District Council	Queenstown Lakes District, Otago	10181783	10174991		{13AB81C9-3193-4432-BC6E-BD19EB89E1B5}	BUCKINGHAM STREET ARROWTOWN 9302	Aib-24	Water Supply	Electrical Equipment	Generator Connection	2019	30/08/2019	$13,927.40	$13,927.40	$1,255.07	$15,182.47	reinstatement	$15,182.47
Queenstown Lakes District Council	Queenstown Lakes District, Otago	10175942	10142569		{201B972B-7B33-4F90-B798-F691FB77F6A7}	LAKEVIEW TERRACE RD 2 WANAKA 9382	Aib-24	Sewerage	Electrical Equipment	Pressure Transducer	2020	14/12/2020	$3,603.61	$3,603.61	$324.74	$3,928.35	reinstatement	$3,928.35
Queenstown Lakes District Council	Queenstown Lakes District, Otago	10180126	10142627		{7AE69CE2-C9B4-45F2-BCC0-7DCB1E4A6C66}	16 LLOYD DUNN AVENUE RD 2 WANAKA 9305	Aib-24	Sewerage	Electrical Equipment	External Lighting	2020	20/08/2020	$4,760.21	$4,760.21	$428.97	$5,189.18	reinstatement	$5,189.18
Queenstown Lakes District Council	Queenstown Lakes District, Otago	10175932	10142627		{7AE69CE2-C9B4-45F2-BCC0-7DCB1E4A6C66}	16 LLOYD DUNN AVENUE RD 2 WANAKA 9305	Aib-24	Sewerage	Miscellaneous	Inlet Chamber	2019	15/06/2019	$121,439.99	$121,439.99	$10,943.61	$132,383.60	reinstatement	$132,383.60
Queenstown Lakes District Council	Queenstown Lakes District, Otago	10175933	10142627		{7AE69CE2-C9B4-45F2-BCC0-7DCB1E4A6C66}	16 LLOYD DUNN AVENUE RD 2 WANAKA 9305	Aib-24	Sewerage	Structures	Mechanical Screen	2019	01/09/2019	$27,289.89	$27,289.89	$2,459.24	$29,749.13	reinstatement	$29,749.13
Queenstown Lakes District Council	Queenstown Lakes District, Otago	10175934	10142627		{7AE69CE2-C9B4-45F2-BCC0-7DCB1E4A6C66}	16 LLOYD DUNN AVENUE RD 2 WANAKA 9305	Aib-24	Sewerage	Structures	Mechanical Screen	2019	01/09/2019	$177,384.26	$177,384.26	$15,985.05	$193,369.31	reinstatement	$193,369.31
Queenstown Lakes District Council	Queenstown Lakes District, Otago	10175935	10142627		{7AE69CE2-C9B4-45F2-BCC0-7DCB1E4A6C66}	16 LLOYD DUNN AVENUE RD 2 WANAKA 9305	Aib-24	Sewerage	Structures	Mechanical Screen	2019	01/09/2019	$177,384.26	$177,384.26	$15,985.05	$193,369.31	reinstatement	$193,369.31
Queenstown Lakes District Council	Queenstown Lakes District, Otago	10175936	10142627		{7AE69CE2-C9B4-45F2-BCC0-7DCB1E4A6C66}	16 LLOYD DUNN AVENUE RD 2 WANAKA 9305	Aib-24	Sewerage	Miscellaneous	Bin Skip	2019	01/07/2019	$31,979.65	$31,979.65	$2,881.86	$34,861.51	reinstatement	$34,861.51
Queenstown Lakes District Council	Queenstown Lakes District, Otago	10175937	10142627		{7AE69CE2-C9B4-45F2-BCC0-7DCB1E4A6C66}	16 LLOYD DUNN AVENUE RD 2 WANAKA 9305	Aib-24	Sewerage	Miscellaneous	Bin Skip	2019	01/07/2019	$31,979.65	$31,979.65	$2,881.86	$34,861.51	reinstatement	$34,861.51
Queenstown Lakes District Council	Queenstown Lakes District, Otago	10175938	10142627		{7AE69CE2-C9B4-45F2-BCC0-7DCB1E4A6C66}	16 LLOYD DUNN AVENUE RD 2 WANAKA 9305	Aib-24	Sewerage	Structures	Foundation	2019	01/07/2019	$49,866.81	$49,866.81	$4,493.77	$54,360.57	reinstatement	$54,360.57
Queenstown Lakes District Council	Queenstown Lakes District, Otago	10175939	10142627		{7AE69CE2-C9B4-45F2-BCC0-7DCB1E4A6C66}	16 LLOYD DUNN AVENUE RD 2 WANAKA 9305	Aib-24	Sewerage	Electrical Equipment	Cabinetry	2019	01/10/2019	$32,820.76	$32,820.76	$2,957.66	$35,778.42	reinstatement	$35,778.42
Queenstown Lakes District Council	Queenstown Lakes District, Otago	10175940	10142627		{7AE69CE2-C9B4-45F2-BCC0-7DCB1E4A6C66}	16 LLOYD DUNN AVENUE RD 2 WANAKA 9305	Aib-24	Sewerage	Structures	Chamber Lid	2019	01/10/2019	$21,831.90	$21,831.90	$1,967.39	$23,799.29	reinstatement	$23,799.29
Queenstown Lakes District Council	Queenstown Lakes District, Otago	10170261	10142580		{CBD06528-72E0-4678-BC4A-93B207D1B10E}	163 ARDMORE STREET WANAKA 9305	Aib-24	Sewerage	Pipework	Pipework	2020	08/05/2020	$5,487.58	$5,487.58	$494.52	$5,982.10	reinstatement	$5,982.10
Queenstown Lakes District Council	Queenstown Lakes District, Otago	10170262	10142580		{CBD06528-72E0-4678-BC4A-93B207D1B10E}	163 ARDMORE STREET WANAKA 9305	Aib-24	Sewerage	Pipework	Pipework	2020	08/05/2020	$5,487.58	$5,487.58	$494.52	$5,982.10	reinstatement	$5,982.10
Queenstown Lakes District Council	Queenstown Lakes District, Otago	10170263	10142580		{CBD06528-72E0-4678-BC4A-93B207D1B10E}	163 ARDMORE STREET WANAKA 9305	Aib-24	Sewerage	Miscellaneous	Pump Rails	2020	08/05/2020	$6,161.93	$6,161.93	$555.29	$6,717.22	reinstatement	$6,717.22
Queenstown Lakes District Council	Queenstown Lakes District, Otago	10170264	10142580		{CBD06528-72E0-4678-BC4A-93B207D1B10E}	163 ARDMORE STREET WANAKA 9305	Aib-24	Sewerage	Miscellaneous	Pump Rails	2020	08/05/2020	$6,161.93	$6,161.93	$555.29	$6,717.22	reinstatement	$6,717.22
Queenstown Lakes District Council	Queenstown Lakes District, Otago	10170265	10142580		{CBD06528-72E0-4678-BC4A-93B207D1B10E}	163 ARDMORE STREET WANAKA 9305	Aib-24	Sewerage	Pipework	Pipework	2020	08/05/2020	$4,941.99	$4,941.99	$445.35	$5,387.34	reinstatement	$5,387.34
Queenstown Lakes District Council	Queenstown Lakes District, Otago	10170266	10142580		{CBD06528-72E0-4678-BC4A-93B207D1B10E}	163 ARDMORE STREET WANAKA 9305	Aib-24	Sewerage	Pipework	Pipework	2020	08/05/2020	$4,941.99	$4,941.99	$445.35	$5,387.34	reinstatement	$5,387.34
Queenstown Lakes District Council	Queenstown Lakes District, Otago	10170267	10142580		{CBD06528-72E0-4678-BC4A-93B207D1B10E}	163 ARDMORE STREET WANAKA 9305	Aib-24	Sewerage	Pipework	Pipework	2020	08/05/2020	$14,327.18	$14,327.18	$1,291.10	$15,618.28	reinstatement	$15,618.28
Queenstown Lakes District Council	Queenstown Lakes District, Otago	10170268	10142580		{CBD06528-72E0-4678-BC4A-93B207D1B10E}	163 ARDMORE STREET WANAKA 9305	Aib-24	Sewerage	Pipework	Pipework	2020	08/05/2020	$14,327.18	$14,327.18	$1,291.10	$15,618.28	reinstatement	$15,618.28
Queenstown Lakes District Council	Queenstown Lakes District, Otago	10170269	10142580		{CBD06528-72E0-4678-BC4A-93B207D1B10E}	163 ARDMORE STREET WANAKA 9305	Aib-24	Sewerage	Electrical Equipment	Variable Speed Drive	2020	23/06/2020	$12,962.69	$12,962.69	$1,168.14	$14,130.83	reinstatement	$14,130.83
Queenstown Lakes District Council	Queenstown Lakes District, Otago	10170270	10142580		{CBD06528-72E0-4678-BC4A-93B207D1B10E}	163 ARDMORE STREET WANAKA 9305	Aib-24	Sewerage	Electrical Equipment	Variable Speed Drive	2020	30/06/2020	$12,962.69	$12,962.69	$1,168.14	$14,130.83	reinstatement	$14,130.83
Queenstown Lakes District Council	Queenstown Lakes District, Otago	10170271	10142580		{CBD06528-72E0-4678-BC4A-93B207D1B10E}	163 ARDMORE STREET WANAKA 9305	Aib-24	Sewerage	(blank)	Electrical Services	2020	13/01/2020	$2,728.99	$2,728.99	$245.92	$2,974.91	reinstatement	$2,974.91
Queenstown Lakes District Council	Queenstown Lakes District, Otago	10170272	10142580		{CBD06528-72E0-4678-BC4A-93B207D1B10E}	163 ARDMORE STREET WANAKA 9305	Aib-24	Sewerage	(blank)	Electrical Services	2020	13/01/2020	$4,093.49	$4,093.49	$368.89	$4,462.37	reinstatement	$4,462.37
Queenstown Lakes District Council	Queenstown Lakes District, Otago	10170273	10142580		{CBD06528-72E0-4678-BC4A-93B207D1B10E}	163 ARDMORE STREET WANAKA 9305	Aib-24	Sewerage	Filter	Harmonic Filter	2020	13/01/2020	$4,585.02	$4,585.02	$413.18	$4,998.21	reinstatement	$4,998.21
Queenstown Lakes District Council	Queenstown Lakes District, Otago	10170274	10142580		{CBD06528-72E0-4678-BC4A-93B207D1B10E}	163 ARDMORE STREET WANAKA 9305	Aib-24	Sewerage	Filter	Harmonic Filter	2020	13/01/2020	$4,585.02	$4,585.02	$413.18	$4,998.21	reinstatement	$4,998.21
Queenstown Lakes District Council	Queenstown Lakes District, Otago	10170275	10142580		{CBD06528-72E0-4678-BC4A-93B207D1B10E}	163 ARDMORE STREET WANAKA 9305	Aib-24	Sewerage	(blank)	Electrical Services	2020	30/06/2020	$3,957.03	$3,957.03	$356.59	$4,313.62	reinstatement	$4,313.62
Queenstown Lakes District Council	Queenstown Lakes District, Otago	10170276	10142580		{CBD06528-72E0-4678-BC4A-93B207D1B10E}	163 ARDMORE STREET WANAKA 9305	Aib-24	Sewerage	(blank)	Electrical Services	2020	13/01/2020	$3,957.03	$3,957.03	$356.59	$4,313.62	reinstatement	$4,313.62
Queenstown Lakes District Council	Queenstown Lakes District, Otago	10170277	10142608		{EC813BBC-0598-4A04-85B0-910A34B3C69A}	4 SHOTOVER DELTA ROAD LOWER SHOTOVER QUEENSTOWN 9304	Aib-24	Sewerage	TPBS Valves	Solenoid Valve	2019	15/07/2019	$506.23	$506.23	$45.62	$551.85	reinstatement	$551.85
Queenstown Lakes District Council	Queenstown Lakes District, Otago	10170278	10142608		{EC813BBC-0598-4A04-85B0-910A34B3C69A}	4 SHOTOVER DELTA ROAD LOWER SHOTOVER QUEENSTOWN 9304	Aib-24	Sewerage	TPBS Valves	Solenoid Valve	2019	15/07/2019	$506.23	$506.23	$45.62	$551.85	reinstatement	$551.85
Queenstown Lakes District Council	Queenstown Lakes District, Otago	10170279	10142608		{EC813BBC-0598-4A04-85B0-910A34B3C69A}	4 SHOTOVER DELTA ROAD LOWER SHOTOVER QUEENSTOWN 9304	Aib-24	Sewerage	TPBS Valves	Solenoid Valve	2019	15/07/2019	$886.93	$886.93	$79.93	$966.85	reinstatement	$966.85
Queenstown Lakes District Council	Queenstown Lakes District, Otago	10170280	10142608		{EC813BBC-0598-4A04-85B0-910A34B3C69A}	4 SHOTOVER DELTA ROAD LOWER SHOTOVER QUEENSTOWN 9304	Aib-24	Sewerage	TPBS Valves	Solenoid Valve	2019	15/07/2019	$886.93	$886.93	$79.93	$966.85	reinstatement	$966.85
Queenstown Lakes District Council	Queenstown Lakes District, Otago	10170281	10142608		{EC813BBC-0598-4A04-85B0-910A34B3C69A}	4 SHOTOVER DELTA ROAD LOWER SHOTOVER QUEENSTOWN 9304	Aib-24	Sewerage	TPBS Valves	Solenoid Valve	2019	15/07/2019	$886.93	$886.93	$79.93	$966.85	reinstatement	$966.85
Queenstown Lakes District Council	Queenstown Lakes District, Otago	10170282	10142608		{EC813BBC-0598-4A04-85B0-910A34B3C69A}	4 SHOTOVER DELTA ROAD LOWER SHOTOVER QUEENSTOWN 9304	Aib-24	Sewerage	TPBS Valves	Solenoid Valve	2019	15/07/2019	$886.93	$886.93	$79.93	$966.85	reinstatement	$966.85
Queenstown Lakes District Council	Queenstown Lakes District, Otago	10164113		326808	#N/A	#N/A	Aib-24	Water Supply	Electrical Equipment	Water Miscellaneous	2019	01/11/2019	$23,217.59	$23,217.59	$2,092.26	$25,309.85	reinstatement	$25,309.85
Queenstown Lakes District Council	Queenstown Lakes District, Otago	10166471	10142539		{0B658591-43FC-44ED-BDF7-7AC00D2567EF}	DUNGARVON STREET WANAKA 9305	Aib-24	Sewerage	Pumps	Pump	2020	31/05/2020	$26,839.51	$26,839.51	$2,418.65	$29,258.16	reinstatement	$29,258.16
Queenstown Lakes District Council	Queenstown Lakes District, Otago	10166261	10142539		{0B658591-43FC-44ED-BDF7-7AC00D2567EF}	DUNGARVON STREET WANAKA 9305	Aib-24	Sewerage	Pipework	Pipework	2020	08/05/2020	$11,641.38	$11,641.38	$1,049.07	$12,690.45	reinstatement	$12,690.45
Queenstown Lakes District Council	Queenstown Lakes District, Otago	10166262	10142539		{0B658591-43FC-44ED-BDF7-7AC00D2567EF}	DUNGARVON STREET WANAKA 9305	Aib-24	Sewerage	Pipework	Pipework	2020	08/05/2020	$11,641.12	$11,641.12	$1,049.04	$12,690.16	reinstatement	$12,690.16
Queenstown Lakes District Council	Queenstown Lakes District, Otago	10166263	10142539		{0B658591-43FC-44ED-BDF7-7AC00D2567EF}	DUNGARVON STREET WANAKA 9305	Aib-24	Sewerage	Miscellaneous	Pump Rails	2020	08/05/2020	$13,071.63	$13,071.63	$1,177.96	$14,249.58	reinstatement	$14,249.58
Queenstown Lakes District Council	Queenstown Lakes District, Otago	10166264	10142539		{0B658591-43FC-44ED-BDF7-7AC00D2567EF}	DUNGARVON STREET WANAKA 9305	Aib-24	Sewerage	Miscellaneous	Pump Rails	2020	08/05/2020	$13,071.63	$13,071.63	$1,177.96	$14,249.58	reinstatement	$14,249.58
Queenstown Lakes District Council	Queenstown Lakes District, Otago	10166265	10142539		{0B658591-43FC-44ED-BDF7-7AC00D2567EF}	DUNGARVON STREET WANAKA 9305	Aib-24	Sewerage	Pipework	Pipework	2020	08/05/2020	$10,483.72	$10,483.72	$944.74	$11,428.46	reinstatement	$11,428.46
Queenstown Lakes District Council	Queenstown Lakes District, Otago	10166266	10142539		{0B658591-43FC-44ED-BDF7-7AC00D2567EF}	DUNGARVON STREET WANAKA 9305	Aib-24	Sewerage	Pipework	Pipework	2020	08/05/2020	$10,483.72	$10,483.72	$944.74	$11,428.46	reinstatement	$11,428.46
Queenstown Lakes District Council	Queenstown Lakes District, Otago	10166267	10142539		{0B658591-43FC-44ED-BDF7-7AC00D2567EF}	DUNGARVON STREET WANAKA 9305	Aib-24	Sewerage	Pipework	Pipework	2020	08/05/2020	$30,393.06	$30,393.06	$2,738.88	$33,131.95	reinstatement	$33,131.95
Queenstown Lakes District Council	Queenstown Lakes District, Otago	10166268	10142539		{0B658591-43FC-44ED-BDF7-7AC00D2567EF}	DUNGARVON STREET WANAKA 9305	Aib-24	Sewerage	Pipework	Pipework	2020	08/05/2020	$30,393.05	$30,393.05	$2,738.88	$33,131.93	reinstatement	$33,131.93
Queenstown Lakes District Council	Queenstown Lakes District, Otago	10166257	10164113		{54C6300C-0F5A-4349-9734-4ADE5D417C1C}	#N/A	Aib-24	Water Supply	Electrical Equipment	Telemetry	2019	01/11/2019	$16,252.32	$16,252.32	$1,464.58	$17,716.90	reinstatement	$17,716.90
Queenstown Lakes District Council	Queenstown Lakes District, Otago	10166258	10164113		{54C6300C-0F5A-4349-9734-4ADE5D417C1C}	#N/A	Aib-24	Water Supply	Structures	Foundation	2019	01/11/2019	$6,965.29	$6,965.29	$627.68	$7,592.97	reinstatement	$7,592.97
Queenstown Lakes District Council	Queenstown Lakes District, Otago	10161792	10142572	999094	{528E10EA-D725-4BBE-96A3-39695A98862C}	WOOLSHED ROAD JACKS POINT QUEENSTOWN 9371	Aib-24	Sewerage	Miscellaneous	Valve Chamber	2018	30/11/2018	$3,836.06	$3,836.06	$345.69	$4,181.74	Indemnity	$3,423.62
Queenstown Lakes District Council	Queenstown Lakes District, Otago	10161793	10142572	999095	{528E10EA-D725-4BBE-96A3-39695A98862C}	WOOLSHED ROAD JACKS POINT QUEENSTOWN 9371	Aib-24	Sewerage	TPBS Valves	Air Bleed Valve	2018	30/11/2018	$92,065.32	$92,065.32	$8,296.50	$100,361.83	Indemnity	$79,110.50
Queenstown Lakes District Council	Queenstown Lakes District, Otago	10161794	10142572	999096	{528E10EA-D725-4BBE-96A3-39695A98862C}	WOOLSHED ROAD JACKS POINT QUEENSTOWN 9371	Aib-24	Sewerage	Electrical Equipment	Antenna Arial	2019	28/02/2019	$2,761.96	$2,761.96	$248.90	$3,010.85	Indemnity	$2,161.62
Queenstown Lakes District Council	Queenstown Lakes District, Otago	10161795	10142572	999097	{528E10EA-D725-4BBE-96A3-39695A98862C}	WOOLSHED ROAD JACKS POINT QUEENSTOWN 9371	Aib-24	Sewerage	Backflow Device	Backflow Preventor	2019	28/02/2019	$5,370.48	$5,370.48	$483.96	$5,854.44	Indemnity	$4,638.26
Queenstown Lakes District Council	Queenstown Lakes District, Otago	10161796	10142572	999098	{528E10EA-D725-4BBE-96A3-39695A98862C}	WOOLSHED ROAD JACKS POINT QUEENSTOWN 9371	Aib-24	Sewerage	Electrical Equipment	Cabinetry	2019	28/02/2019	$69,048.99	$69,048.99	$6,222.38	$75,271.37	Indemnity	$56,115.79
Queenstown Lakes District Council	Queenstown Lakes District, Otago	10161797	10142572	999099	{528E10EA-D725-4BBE-96A3-39695A98862C}	WOOLSHED ROAD JACKS POINT QUEENSTOWN 9371	Aib-24	Sewerage	Misc	Camlock Coupling	2019	28/02/2019	$352.92	$352.92	$31.80	$384.72	Indemnity	$286.81
Queenstown Lakes District Council	Queenstown Lakes District, Otago	10161798	10142572	999100	{528E10EA-D725-4BBE-96A3-39695A98862C}	WOOLSHED ROAD JACKS POINT QUEENSTOWN 9371	Aib-24	Sewerage	Conduits & Cabling	Cabling	2019	28/02/2019	$4,603.27	$4,603.27	$414.83	$5,018.09	Indemnity	$3,784.65
Queenstown Lakes District Council	Queenstown Lakes District, Otago	10161799	10142572	999101	{528E10EA-D725-4BBE-96A3-39695A98862C}	WOOLSHED ROAD JACKS POINT QUEENSTOWN 9371	Aib-24	Sewerage	Miscellaneous	Valve Chamber	2019	28/02/2019	$92,065.32	$92,065.32	$8,296.50	$100,361.83	Indemnity	$83,340.66
Queenstown Lakes District Council	Queenstown Lakes District, Otago	10161800	10142572	999102	{528E10EA-D725-4BBE-96A3-39695A98862C}	WOOLSHED ROAD JACKS POINT QUEENSTOWN 9371	Aib-24	Sewerage	Structures	Chamber Lid	2019	28/02/2019	$7,672.11	$7,672.11	$691.38	$8,363.49	Indemnity	$6,903.13
Queenstown Lakes District Council	Queenstown Lakes District, Otago	10161801	10142572	999103	{528E10EA-D725-4BBE-96A3-39695A98862C}	WOOLSHED ROAD JACKS POINT QUEENSTOWN 9371	Aib-24	Sewerage	Electrical Equipment	Control Panel	2019	28/02/2019	$12,275.38	$12,275.38	$1,106.20	$13,381.58	Indemnity	$9,607.20
Queenstown Lakes District Council	Queenstown Lakes District, Otago	10161802	10142572	999104	{528E10EA-D725-4BBE-96A3-39695A98862C}	WOOLSHED ROAD JACKS POINT QUEENSTOWN 9371	Aib-24	Sewerage	Miscellaneous	Sump	2019	28/02/2019	$2,761.96	$2,761.96	$248.90	$3,010.85	Indemnity	$2,372.17
Queenstown Lakes District Council	Queenstown Lakes District, Otago	10161803	10142572	999105	{528E10EA-D725-4BBE-96A3-39695A98862C}	WOOLSHED ROAD JACKS POINT QUEENSTOWN 9371	Aib-24	Sewerage	Misc	Dose Volume Timer	2019	28/02/2019	$104,909.97	$104,909.97	$9,454.00	$114,363.97	Indemnity	$85,259.84
Queenstown Lakes District Council	Queenstown Lakes District, Otago	10161805	10142572	999107	{528E10EA-D725-4BBE-96A3-39695A98862C}	WOOLSHED ROAD JACKS POINT QUEENSTOWN 9371	Aib-24	Sewerage	Electrical Equipment	Electrical Controls	2019	28/02/2019	$5,370.48	$5,370.48	$483.96	$5,854.44	Indemnity	$4,203.15
Queenstown Lakes District Council	Queenstown Lakes District, Otago	10161806	10142572	999108	{528E10EA-D725-4BBE-96A3-39695A98862C}	WOOLSHED ROAD JACKS POINT QUEENSTOWN 9371	Aib-24	Sewerage	(blank)	Electrical Services	2019	28/02/2019	$46,032.66	$46,032.66	$4,148.25	$50,180.91	Indemnity	$33,453.64
Queenstown Lakes District Council	Queenstown Lakes District, Otago	10161807	10142572	999109	{528E10EA-D725-4BBE-96A3-39695A98862C}	WOOLSHED ROAD JACKS POINT QUEENSTOWN 9371	Aib-24	Sewerage	Miscellaneous	Pond	2019	28/02/2019	$122,753.76	$122,753.76	$11,062.01	$133,815.77	Indemnity	$105,429.67
Queenstown Lakes District Council	Queenstown Lakes District, Otago	10161808	10142572	999110	{528E10EA-D725-4BBE-96A3-39695A98862C}	WOOLSHED ROAD JACKS POINT QUEENSTOWN 9371	Aib-24	Sewerage	Miscellaneous	Flowmeter Chamber	2019	28/02/2019	$3,836.06	$3,836.06	$345.69	$4,181.74	Indemnity	$3,472.53
Queenstown Lakes District Council	Queenstown Lakes District, Otago	10145175	10142560	216997	{651DED27-2CF7-4E8C-9EBE-4D1D6ADF66AA}	WILLOW PLACE	Aib-24	Sewerage	TPBS Valves	Valve	2010	01/09/2010	$0.00	$0.00	$0.00	$0.00	Indemnity	$0.00
Queenstown Lakes District Council	Queenstown Lakes District, Otago	10161809	10142572	999111	{528E10EA-D725-4BBE-96A3-39695A98862C}	WOOLSHED ROAD JACKS POINT QUEENSTOWN 9371	Aib-24	Sewerage	Flow Meter	Flowmeter	2019	28/02/2019	$3,836.06	$3,836.06	$345.69	$4,181.74	Indemnity	$2,942.68
Queenstown Lakes District Council	Queenstown Lakes District, Otago	10161810	10142572	999112	{528E10EA-D725-4BBE-96A3-39695A98862C}	WOOLSHED ROAD JACKS POINT QUEENSTOWN 9371	Aib-24	Sewerage	Flow Meter	Flowmeter	2019	28/02/2019	$19,180.28	$19,180.28	$1,728.44	$20,908.71	Indemnity	$14,713.41
Queenstown Lakes District Council	Queenstown Lakes District, Otago	10161811	10142572	999113	{528E10EA-D725-4BBE-96A3-39695A98862C}	WOOLSHED ROAD JACKS POINT QUEENSTOWN 9371	Aib-24	Sewerage	Miscellaneous	Fences	2019	28/02/2019	$92,065.32	$92,065.32	$8,296.50	$100,361.83	Indemnity	$79,072.25
Queenstown Lakes District Council	Queenstown Lakes District, Otago	10161813	10142572	999115	{528E10EA-D725-4BBE-96A3-39695A98862C}	WOOLSHED ROAD JACKS POINT QUEENSTOWN 9371	Aib-24	Sewerage	Structures	Foundation	2019	28/02/2019	$11,968.49	$11,968.49	$1,078.55	$13,047.04	Indemnity	$10,960.05
Queenstown Lakes District Council	Queenstown Lakes District, Otago	10161814	10142572	999116	{528E10EA-D725-4BBE-96A3-39695A98862C}	WOOLSHED ROAD JACKS POINT QUEENSTOWN 9371	Aib-24	Sewerage	Miscellaneous	Flood Protection Bar	2019	28/02/2019	$19,947.49	$19,947.49	$1,797.58	$21,745.06	Indemnity	$18,057.14
Queenstown Lakes District Council	Queenstown Lakes District, Otago	10161815	10142572	999117	{528E10EA-D725-4BBE-96A3-39695A98862C}	WOOLSHED ROAD JACKS POINT QUEENSTOWN 9371	Aib-24	Sewerage	Electrical Equipment	Generator Connection	2019	28/02/2019	$3,068.84	$3,068.84	$276.55	$3,345.39	Indemnity	$2,378.93
Queenstown Lakes District Council	Queenstown Lakes District, Otago	10161816	10142572	999118	{528E10EA-D725-4BBE-96A3-39695A98862C}	WOOLSHED ROAD JACKS POINT QUEENSTOWN 9371	Aib-24	Sewerage	Generator	Generator	2019	28/02/2019	$29,154.02	$29,154.02	$2,627.23	$31,781.24	Indemnity	$23,969.48
Queenstown Lakes District Council	Queenstown Lakes District, Otago	10161817	10142572	999119	{528E10EA-D725-4BBE-96A3-39695A98862C}	WOOLSHED ROAD JACKS POINT QUEENSTOWN 9371	Aib-24	Sewerage	Miscellaneous	Human Machine Interf	2019	28/02/2019	$9,206.53	$9,206.53	$829.65	$10,036.18	Indemnity	$7,907.23
Queenstown Lakes District Council	Queenstown Lakes District, Otago	10161819	10142572	999121	{528E10EA-D725-4BBE-96A3-39695A98862C}	WOOLSHED ROAD JACKS POINT QUEENSTOWN 9371	Aib-24	Sewerage	Heater	Heater	2019	28/02/2019	$3,068.84	$3,068.84	$276.55	$3,345.39	Indemnity	$2,422.98
Queenstown Lakes District Council	Queenstown Lakes District, Otago	10161820	10142572	999122	{528E10EA-D725-4BBE-96A3-39695A98862C}	WOOLSHED ROAD JACKS POINT QUEENSTOWN 9371	Aib-24	Sewerage	Miscellaneous	Insulation Box	2019	28/02/2019	$3,836.06	$3,836.06	$345.69	$4,181.74	Indemnity	$3,294.68
Queenstown Lakes District Council	Queenstown Lakes District, Otago	10161821	10142572	999123	{528E10EA-D725-4BBE-96A3-39695A98862C}	WOOLSHED ROAD JACKS POINT QUEENSTOWN 9371	Aib-24	Sewerage	Miscellaneous	Irrigation System	2019	28/02/2019	$18,566.51	$18,566.51	$1,673.13	$20,239.63	Indemnity	$15,946.24
Queenstown Lakes District Council	Queenstown Lakes District, Otago	10145200	10142560	210272	{651DED27-2CF7-4E8C-9EBE-4D1D6ADF66AA}	WILLOW PLACE	Aib-24	Sewerage	Structures	Retaining Walls Bund	2009	01/10/2009	$0.00	$0.00	$0.00	$0.00	Indemnity	$0.00
Queenstown Lakes District Council	Queenstown Lakes District, Otago	10161822	10142572	999124	{528E10EA-D725-4BBE-96A3-39695A98862C}	WOOLSHED ROAD JACKS POINT QUEENSTOWN 9371	Aib-24	Sewerage	TPBS Valves	Isolating Valve	2019	28/02/2019	$5,370.48	$5,370.48	$483.96	$5,854.44	Indemnity	$4,712.97
Queenstown Lakes District Council	Queenstown Lakes District, Otago	10161823	10142572	999125	{528E10EA-D725-4BBE-96A3-39695A98862C}	WOOLSHED ROAD JACKS POINT QUEENSTOWN 9371	Aib-24	Sewerage	Miscellaneous	Landscaping	2019	28/02/2019	$71,350.62	$71,350.62	$6,429.79	$77,780.41	Indemnity	$61,280.99
Queenstown Lakes District Council	Queenstown Lakes District, Otago	10161824	10142572	999126	{528E10EA-D725-4BBE-96A3-39695A98862C}	WOOLSHED ROAD JACKS POINT QUEENSTOWN 9371	Aib-24	Sewerage	Electrical Equipment	Level Sensor	2019	28/02/2019	$2,761.96	$2,761.96	$248.90	$3,010.85	Indemnity	$2,161.62
Queenstown Lakes District Council	Queenstown Lakes District, Otago	10161825	10142572	999127	{528E10EA-D725-4BBE-96A3-39695A98862C}	WOOLSHED ROAD JACKS POINT QUEENSTOWN 9371	Aib-24	Sewerage	TPBS Valves	Non Return Valve	2019	28/02/2019	$2,685.24	$2,685.24	$241.98	$2,927.22	Indemnity	$2,356.48
Queenstown Lakes District Council	Queenstown Lakes District, Otago	10161826	10142572	999128	{528E10EA-D725-4BBE-96A3-39695A98862C}	WOOLSHED ROAD JACKS POINT QUEENSTOWN 9371	Aib-24	Sewerage	Miscellaneous	Odour Control Unit	2019	28/02/2019	$7,672.11	$7,672.11	$691.38	$8,363.49	Indemnity	$6,589.35
Queenstown Lakes District Council	Queenstown Lakes District, Otago	10161827	10142572	999129	{528E10EA-D725-4BBE-96A3-39695A98862C}	WOOLSHED ROAD JACKS POINT QUEENSTOWN 9371	Aib-24	Sewerage	Miscellaneous	Pump Chamber	2019	28/02/2019	$260,851.74	$260,851.74	$23,506.76	$284,358.51	Indemnity	$236,131.86
Queenstown Lakes District Council	Queenstown Lakes District, Otago	10161828	10142572	999131	{528E10EA-D725-4BBE-96A3-39695A98862C}	WOOLSHED ROAD JACKS POINT QUEENSTOWN 9371	Aib-24	Sewerage	Electrical Equipment	Pump Control	2019	28/02/2019	$9,206.53	$9,206.53	$829.65	$10,036.18	Indemnity	$7,205.40
Queenstown Lakes District Council	Queenstown Lakes District, Otago	10161829	10142572	999132	{528E10EA-D725-4BBE-96A3-39695A98862C}	WOOLSHED ROAD JACKS POINT QUEENSTOWN 9371	Aib-24	Sewerage	Pumps	Pump	2019	28/02/2019	$23,016.33	$23,016.33	$2,074.13	$25,090.46	Indemnity	$17,841.94
Queenstown Lakes District Council	Queenstown Lakes District, Otago	10161830	10142572	999133	{528E10EA-D725-4BBE-96A3-39695A98862C}	WOOLSHED ROAD JACKS POINT QUEENSTOWN 9371	Aib-24	Sewerage	Pumps	Pump	2019	01/03/2019	$23,016.33	$23,016.33	$2,074.13	$25,090.46	Indemnity	$17,841.94
Queenstown Lakes District Council	Queenstown Lakes District, Otago	10161831	10142572	999134	{528E10EA-D725-4BBE-96A3-39695A98862C}	WOOLSHED ROAD JACKS POINT QUEENSTOWN 9371	Aib-24	Sewerage	Miscellaneous	Pump Rails	2019	28/02/2019	$3,068.84	$3,068.84	$276.55	$3,345.39	Indemnity	$2,635.74
Queenstown Lakes District Council	Queenstown Lakes District, Otago	10161833	10142572	999136	{528E10EA-D725-4BBE-96A3-39695A98862C}	WOOLSHED ROAD JACKS POINT QUEENSTOWN 9371	Aib-24	Sewerage	Miscellaneous	Pond	2019	28/02/2019	$138,097.98	$138,097.98	$12,444.76	$150,542.74	Indemnity	$118,608.38
Queenstown Lakes District Council	Queenstown Lakes District, Otago	10161834	10142572	999137	{528E10EA-D725-4BBE-96A3-39695A98862C}	WOOLSHED ROAD JACKS POINT QUEENSTOWN 9371	Aib-24	Sewerage	TPBS Valves	Valve	2019	28/02/2019	$8,439.32	$8,439.32	$760.51	$9,199.83	Indemnity	$7,406.09
Queenstown Lakes District Council	Queenstown Lakes District, Otago	10161835	10142572	999138	{528E10EA-D725-4BBE-96A3-39695A98862C}	WOOLSHED ROAD JACKS POINT QUEENSTOWN 9371	Aib-24	Sewerage	TPBS Valves	Solenoid Valve	2019	28/02/2019	$1,841.31	$1,841.31	$165.93	$2,007.24	Indemnity	$1,615.87
Queenstown Lakes District Council	Queenstown Lakes District, Otago	10161836	10142572	999139	{528E10EA-D725-4BBE-96A3-39695A98862C}	WOOLSHED ROAD JACKS POINT QUEENSTOWN 9371	Aib-24	Sewerage	Miscellaneous	Storage Chamber	2019	28/02/2019	$71,606.37	$71,606.37	$6,452.84	$78,059.21	Reinstatement	$78,059.21
Queenstown Lakes District Council	Queenstown Lakes District, Otago	10161837	10142572	999140	{528E10EA-D725-4BBE-96A3-39695A98862C}	WOOLSHED ROAD JACKS POINT QUEENSTOWN 9371	Aib-24	Sewerage	Miscellaneous	Sump	2019	28/02/2019	$3,836.06	$3,836.06	$345.69	$4,181.74	Indemnity	$3,294.68
Queenstown Lakes District Council	Queenstown Lakes District, Otago	10161838	10142572	999141	{528E10EA-D725-4BBE-96A3-39695A98862C}	WOOLSHED ROAD JACKS POINT QUEENSTOWN 9371	Aib-24	Sewerage	Electrical Equipment	Switchboard	2019	28/02/2019	$61,376.88	$61,376.88	$5,531.00	$66,907.88	Indemnity	$47,578.52
Queenstown Lakes District Council	Queenstown Lakes District, Otago	10145197	10142560	210273	{651DED27-2CF7-4E8C-9EBE-4D1D6ADF66AA}	WILLOW PLACE	Aib-24	Sewerage	Structures	Retaining Walls Bund	2009	01/10/2009	$0.00	$0.00	$0.00	$0.00	Indemnity	$0.00
Queenstown Lakes District Council	Queenstown Lakes District, Otago	10161839	10142572	999142	{528E10EA-D725-4BBE-96A3-39695A98862C}	WOOLSHED ROAD JACKS POINT QUEENSTOWN 9371	Aib-24	Sewerage	Miscellaneous	TEE	2019	28/02/2019	$2,761.96	$2,761.96	$248.90	$3,010.85	Indemnity	$2,372.17
Queenstown Lakes District Council	Queenstown Lakes District, Otago	10161840	10142572	999143	{528E10EA-D725-4BBE-96A3-39695A98862C}	WOOLSHED ROAD JACKS POINT QUEENSTOWN 9371	Aib-24	Sewerage	Electrical Equipment	Telemetry	2019	28/02/2019	$9,206.53	$9,206.53	$829.65	$10,036.18	Indemnity	$6,690.73
Queenstown Lakes District Council	Queenstown Lakes District, Otago	10161842	10142572	999145	{528E10EA-D725-4BBE-96A3-39695A98862C}	WOOLSHED ROAD JACKS POINT QUEENSTOWN 9371	Aib-24	Sewerage	Electrical Equipment	Telemetry Unit	2019	28/02/2019	$5,370.48	$5,370.48	$483.96	$5,854.44	Indemnity	$3,902.93
Queenstown Lakes District Council	Queenstown Lakes District, Otago	10161843	10142572	999146	{528E10EA-D725-4BBE-96A3-39695A98862C}	WOOLSHED ROAD JACKS POINT QUEENSTOWN 9371	Aib-24	Sewerage	Miscellaneous	Valve Chamber	2019	28/02/2019	$38,360.55	$38,360.55	$3,456.88	$41,817.43	Indemnity	$34,725.27
Queenstown Lakes District Council	Queenstown Lakes District, Otago	10161844	10142572	999147	{528E10EA-D725-4BBE-96A3-39695A98862C}	WOOLSHED ROAD JACKS POINT QUEENSTOWN 9371	Aib-24	Sewerage	Structures	Wet Well Lid	2019	28/02/2019	$29,154.02	$29,154.02	$2,627.23	$31,781.24	Indemnity	$26,231.91
Queenstown Lakes District Council	Queenstown Lakes District, Otago	10161845	10142572	999148	{528E10EA-D725-4BBE-96A3-39695A98862C}	WOOLSHED ROAD JACKS POINT QUEENSTOWN 9371	Aib-24	Sewerage	TPBS Valves	Non Return Valve	2019	28/02/2019	$2,685.24	$2,685.24	$241.98	$2,927.22	Indemnity	$2,356.48
Queenstown Lakes District Council	Queenstown Lakes District, Otago	10161846	10142572	999149	{528E10EA-D725-4BBE-96A3-39695A98862C}	WOOLSHED ROAD JACKS POINT QUEENSTOWN 9371	Aib-24	Sewerage	Miscellaneous	Storage Chamber	2019	28/02/2019	$71,606.37	$71,606.37	$6,452.84	$78,059.21	Reinstatement	$78,059.21
Queenstown Lakes District Council	Queenstown Lakes District, Otago	10161847	10142572	999150	{528E10EA-D725-4BBE-96A3-39695A98862C}	WOOLSHED ROAD JACKS POINT QUEENSTOWN 9371	Aib-24	Sewerage	Miscellaneous	Storage Chamber	2019	28/02/2019	$71,606.37	$71,606.37	$6,452.84	$78,059.21	Reinstatement	$78,059.21
Queenstown Lakes District Council	Queenstown Lakes District, Otago	10167124	10142604		{14EF4B20-0465-4DBA-8FFE-97C7DBFF07C5}	DOMAIN ROAD RD 2 WANAKA 9382	Aib-24	Sewerage	Electrical Equipment	Variable Speed Drive	2019	29/08/2019	$15,959.02	$15,959.02	$1,438.15	$17,397.17	reinstatement	$17,397.17
Queenstown Lakes District Council	Queenstown Lakes District, Otago	10166469	10142635		{948DF4DA-5250-428E-90B7-018D9982AB8A}	19 ELLEN JOHNSON TERRACE RD 1 QUEENSTOWN 9371	Aib-24	Sewerage	(blank)	Generator	2019	01/08/2019	$20,053.28	$20,053.28	$1,807.11	$21,860.39	reinstatement	$21,860.39
Queenstown Lakes District Council	Queenstown Lakes District, Otago	10167125	10142608		{EC813BBC-0598-4A04-85B0-910A34B3C69A}	4 SHOTOVER DELTA ROAD LOWER SHOTOVER QUEENSTOWN 9304	Aib-24	Sewerage	Miscellaneous	Bin Skip	2014	12/12/2014	$12,363.79	$12,363.79	$1,114.17	$13,477.95	reinstatement	$13,477.95
Queenstown Lakes District Council	Queenstown Lakes District, Otago	10166470	10142651		{21337AF7-E88E-4E9F-B2E0-B78235E9937A}	CARDRONA VALLEY ROAD RD 2 WANAKA 9382	Aib-24	Sewerage	Pumps	Pump	2020	31/05/2020	$6,882.64	$6,882.64	$620.23	$7,502.87	reinstatement	$7,502.87
Queenstown Lakes District Council	Queenstown Lakes District, Otago	10161851	10142658		{D458CA5E-B986-47C6-AD40-8359B08B7A97}	13 LAKE AVENUE FRANKTON QUEENSTOWN 9300	Aib-24	Sewerage	Pumps	Pump	2020	31/05/2020	$71,561.01	$71,561.01	$6,448.75	$78,009.76	reinstatement	$78,009.76
Queenstown Lakes District Council	Queenstown Lakes District, Otago	10162582	10142599		{1D623E50-891D-4DB8-9B6F-7232B4415B25}	LOMOND CRESCENT	Aib-24	Water Supply	Flow Meter	Flowmeter	2019	15/06/2019	$14,320.58	$14,320.58	$1,290.50	$15,611.08	reinstatement	$15,611.08
Queenstown Lakes District Council	Queenstown Lakes District, Otago	10162583	10142599		{1D623E50-891D-4DB8-9B6F-7232B4415B25}	LOMOND CRESCENT	Aib-24	Water Supply	Miscellaneous	Flowmeter Chamber	2019	15/06/2019	$17,502.93	$17,502.93	$1,577.28	$19,080.21	reinstatement	$19,080.21
Queenstown Lakes District Council	Queenstown Lakes District, Otago	10161852	10142585		{767761CE-6F02-4C52-82D7-98197697E501}	WANAKA-MOUNT ASPIRING ROAD WANAKA 9382	Aib-24	Water Supply	Pumps	Pump	2020	31/05/2020	$10,152.73	$10,152.73	$914.92	$11,067.64	reinstatement	$11,067.64
Queenstown Lakes District Council	Queenstown Lakes District, Otago	10161848	10142665		{02318D7F-5BF6-4A37-9EA3-E3851CC07AC8}	DURHAM STREET ARROWTOWN 9302	Aib-24	Water Supply	TPBS Valves	TPBS Valve	2020	31/05/2020	$7,793.34	$7,793.34	$702.30	$8,495.64	reinstatement	$8,495.64
Queenstown Lakes District Council	Queenstown Lakes District, Otago	10161850	10142688		{E156B2D6-04BB-4E99-9D4E-4711E3E006C8}	LAKEVIEW TERRACE RD 2 WANAKA 9382	Aib-24	Water Supply	Electrical Equipment	Generator Controller	2020	31/05/2020	$46,181.54	$46,181.54	$4,161.67	$50,343.21	reinstatement	$50,343.21
Queenstown Lakes District Council	Queenstown Lakes District, Otago	10161853	10142658		{D458CA5E-B986-47C6-AD40-8359B08B7A97}	13 LAKE AVENUE FRANKTON QUEENSTOWN 9300	Aib-24	Sewerage	Miscellaneous	Fences	2020	31/05/2020	$2,250.70	$2,250.70	$202.82	$2,453.53	reinstatement	$2,453.53
Queenstown Lakes District Council	Queenstown Lakes District, Otago	10161855	10142574		{D1A87C22-9F13-4E01-99A9-9D546A1F1FC5}	126 ALISON AVENUE ALBERT TOWN WANAKA 9305	Aib-24	Sewerage	Pumps	Pump	2020	31/05/2020	$20,443.55	$20,443.55	$1,842.28	$22,285.83	reinstatement	$22,285.83
Queenstown Lakes District Council	Queenstown Lakes District, Otago	10161854	10142627		{7AE69CE2-C9B4-45F2-BCC0-7DCB1E4A6C66}	16 LLOYD DUNN AVENUE RD 2 WANAKA 9305	Aib-24	Sewerage	Electrical Equipment	Variable Speed Drive	2020	31/05/2020	$28,893.00	$28,893.00	$2,603.70	$31,496.70	reinstatement	$31,496.70
Queenstown Lakes District Council	Queenstown Lakes District, Otago	10146297	10142609	3188	{E418C03F-E51F-4F64-BCDB-3076A1CA7AD1}	#N/A	Aib-24	Water Supply	Electrical Equipment	Telemetry	2003	01/01/2003	$46,732.19	$46,732.19	$4,211.29	$50,943.48	Indemnity	$3,937.63
Queenstown Lakes District Council	Queenstown Lakes District, Otago	10146298	10142658	237022	{D458CA5E-B986-47C6-AD40-8359B08B7A97}	13 LAKE AVENUE FRANKTON QUEENSTOWN 9300	Aib-24	Sewerage	Weir Structure	Weir Slide Gate	2012	08/08/2012	$4,935.85	$4,935.85	$444.80	$5,380.64	Reinstatement	$5,380.64
Queenstown Lakes District Council	Queenstown Lakes District, Otago	10146299	10142557	4233	{D3892861-1F27-4A7F-9D74-390EED74B048}	WIDGEON PLACE LAKE HAYES QUEENSTOWN 9304	Aib-24	Sewerage	Miscellaneous	Valve Chamber	2006	01/01/2006	$6,338.60	$6,338.60	$571.21	$6,909.80	Indemnity	$4,825.85
Queenstown Lakes District Council	Queenstown Lakes District, Otago	10146300	10142640	211057	{62031361-5EC6-4739-9CAF-9F9D269D40C7}	HIDDEN HILLS DRIVE WANAKA 9305	Aib-24	Water Supply	Electrical Equipment	Pressure Transducer			$1,502.69	$1,502.69	$135.42	$1,638.11	Indemnity	$485.36
Queenstown Lakes District Council	Queenstown Lakes District, Otago	10146301	10142594	2921	{E616D674-93A2-4D96-B069-CD60323E1486}	GLENDA DRIVE	Aib-24	Water Supply	TPBS Valves	Valve	1999	01/01/1999	$2,148.86	$2,148.86	$193.65	$2,342.51	Indemnity	$1,100.04
Queenstown Lakes District Council	Queenstown Lakes District, Otago	10146302	10005517	210941	{92E161FC-4B0B-4C0F-858E-29A31DE8986E}	GLENORCHY-QUEENSTOWN ROAD CLOSEBURN QUEENSTOWN 9371	Aib-24	Water Supply	TPBS Valves	Valve			$5,273.16	$5,273.16	$475.19	$5,748.35	Reinstatement	$5,748.35
Queenstown Lakes District Council	Queenstown Lakes District, Otago	10146304	10142558	3478	{8140ABC2-039A-4444-AE36-570292AD2576}	13 LAKE AVENUE FRANKTON QUEENSTOWN 9300	Aib-24	Sewerage	Electrical Equipment	Switchboard	1997	01/01/1997	$1,160,636.65	$1,160,636.65	$104,591.24	$1,265,227.89	Indemnity	$77,561.17
Queenstown Lakes District Council	Queenstown Lakes District, Otago	10146829	10005508	3087	{63031EA5-52EB-43AB-B0B8-1BB5B3456BFF}	SHIEL STREET GLENORCHY 9372	Aib-24	Water Supply	TPBS Valves	Valve	1991	01/01/1991	$4,101.35	$4,101.35	$369.59	$4,470.94	Reinstatement	$4,470.94
Queenstown Lakes District Council	Queenstown Lakes District, Otago	10146831	10142582	4150	{477EA4C2-25BA-4D6A-BEC9-539B3FCAF720}	BEACON POINT ROAD WANAKA 9305	Aib-24	Water Supply	Structures	Well	2003	01/01/2003	$444,078.44	$444,078.44	$40,018.31	$484,096.75	Reinstatement	$484,096.75
Queenstown Lakes District Council	Queenstown Lakes District, Otago	10147381	10142594	213864	{E616D674-93A2-4D96-B069-CD60323E1486}	GLENDA DRIVE	Aib-24	Water Supply	Electrical Equipment	Pressure Sensor			$25,799.77	$25,799.77	$2,324.96	$28,124.73	Indemnity	$1,851.82
Queenstown Lakes District Council	Queenstown Lakes District, Otago	10147382	10142594	213865	{E616D674-93A2-4D96-B069-CD60323E1486}	GLENDA DRIVE	Aib-24	Water Supply	Electrical Equipment	Pressure Sensor			$25,799.77	$25,799.77	$2,324.96	$28,124.73	Indemnity	$1,851.82
Queenstown Lakes District Council	Queenstown Lakes District, Otago	10147383	10142594	232272	{E616D674-93A2-4D96-B069-CD60323E1486}	GLENDA DRIVE	Aib-24	Water Supply	Electrical Equipment	Pressure Transducer	1999	01/04/1999	$1,963.97	$1,963.97	$176.98	$2,140.95	Indemnity	$416.29
Queenstown Lakes District Council	Queenstown Lakes District, Otago	10147384	10142552	206979	{2190EC7C-4D3B-4B45-B25E-D60E29A287BC}	59 ARROWTOWN-LAKE HAYES ROAD RD 1 QUEENSTOWN 9371	Aib-24	Sewerage	Electrical Equipment	Flow Switch	2009	01/07/2009	$2,108.15	$2,108.15	$189.98	$2,298.13	Indemnity	$583.65
Queenstown Lakes District Council	Queenstown Lakes District, Otago	10147385	10142581	206988	{CBD8C761-31C7-44E6-9896-6FCD77CC7C54}	MAKARORA-LAKE HAWEA ROAD MAKARORA WANAKA 9382	Aib-24	Water Supply	Heater	Heater			$2,248.69	$2,248.69	$202.64	$2,451.33	Indemnity	$124.51
Queenstown Lakes District Council	Queenstown Lakes District, Otago	10147386	10142609	206998	{E418C03F-E51F-4F64-BCDB-3076A1CA7AD1}	#N/A	Aib-24	Water Supply	Electrical Equipment	UV System			$13,179.47	$13,179.47	$1,187.67	$14,367.14	Indemnity	$729.75
Queenstown Lakes District Council	Queenstown Lakes District, Otago	10146331	10142608	250984	{EC813BBC-0598-4A04-85B0-910A34B3C69A}	4 SHOTOVER DELTA ROAD LOWER SHOTOVER QUEENSTOWN 9304	Aib-24	Sewerage	Weir Structure	Weir Slide Gate			$4,935.85	$4,935.85	$444.80	$5,380.64	Reinstatement	$5,380.64
Queenstown Lakes District Council	Queenstown Lakes District, Otago	10146332	10142638	210560	{05647476-047E-4AD5-A8D2-AB82711D1032}	HIGHVIEW TCE	Aib-24	Water Supply	TPBS Valves	Valve	2000	01/01/2000	$2,148.86	$2,148.86	$193.65	$2,342.51	Indemnity	$1,139.32
Queenstown Lakes District Council	Queenstown Lakes District, Otago	10146333	10142570	79144	{283346DB-8540-479B-98EA-91BF99CFB657}	HAWEA ESPLANADE	Aib-24	Sewerage	Fan	Ventilation			$3,235.48	$3,235.48	$291.57	$3,527.05	Indemnity	$165.01
Queenstown Lakes District Council	Queenstown Lakes District, Otago	10146334	10142552	217234	{2190EC7C-4D3B-4B45-B25E-D60E29A287BC}	59 ARROWTOWN-LAKE HAYES ROAD RD 1 QUEENSTOWN 9371	Aib-24	Sewerage	Electrical Equipment	Switchboard	2009	01/07/2009	$428,392.40	$428,392.40	$38,604.75	$466,997.15	Indemnity	$166,041.96
Queenstown Lakes District Council	Queenstown Lakes District, Otago	10146335	10142627	79628	{7AE69CE2-C9B4-45F2-BCC0-7DCB1E4A6C66}	16 LLOYD DUNN AVENUE RD 2 WANAKA 9305	Aib-24	Sewerage	TPBS Valves	Valve	2008	04/11/2008	$2,343.63	$2,343.63	$211.20	$2,554.82	Reinstatement	$2,554.82
Queenstown Lakes District Council	Queenstown Lakes District, Otago	10146337	10142643	240245	{6772A231-EDB6-427F-A65D-04E54E1F5C40}	14 WANAKA-LUGGATE HIGHWAY RD 2 WANAKA 9382	Aib-24	Water Supply	TPBS Valves	Sample tap or simila	2013	01/06/2013	$210.81	$210.81	$19.00	$229.81	Indemnity	$161.88
Queenstown Lakes District Council	Queenstown Lakes District, Otago	10146338	10142587	2825	{036A3D05-D9AB-460F-9DE6-565470B8F619}	GLENORCHY-QUEENSTOWN ROAD CLOSEBURN QUEENSTOWN 9371	Aib-24	Water Supply	Pumps	Pump	1991	01/01/1991	$56,308.66	$56,308.66	$5,074.28	$61,382.94	Indemnity	$3,117.84
Queenstown Lakes District Council	Queenstown Lakes District, Otago	10146339	10142581	2832	{CBD8C761-31C7-44E6-9896-6FCD77CC7C54}	MAKARORA-LAKE HAWEA ROAD MAKARORA WANAKA 9382	Aib-24	Water Supply	Pumps	Pump	2000	01/01/2000	$69,341.39	$69,341.39	$6,248.73	$75,590.11	Indemnity	$5,168.51
Queenstown Lakes District Council	Queenstown Lakes District, Otago	10145263	10142560	210339	{651DED27-2CF7-4E8C-9EBE-4D1D6ADF66AA}	WILLOW PLACE	Aib-24	Sewerage	Pipework	Pipework	2009	01/09/2009	$0.00	$0.00	$0.00	$0.00	Indemnity	$0.00
Queenstown Lakes District Council	Queenstown Lakes District, Otago	10145265	10142560	210306	{651DED27-2CF7-4E8C-9EBE-4D1D6ADF66AA}	WILLOW PLACE	Aib-24	Sewerage	Pipework	Pipework	2009	01/09/2009	$0.00	$0.00	$0.00	$0.00	Indemnity	$0.00
Queenstown Lakes District Council	Queenstown Lakes District, Otago	10146340	10142581	2831	{CBD8C761-31C7-44E6-9896-6FCD77CC7C54}	MAKARORA-LAKE HAWEA ROAD MAKARORA WANAKA 9382	Aib-24	Water Supply	Pumps	Pump	1991	01/01/1991	$69,341.39	$69,341.39	$6,248.73	$75,590.11	Indemnity	$3,839.46
Queenstown Lakes District Council	Queenstown Lakes District, Otago	10146342	10142587	2826	{036A3D05-D9AB-460F-9DE6-565470B8F619}	GLENORCHY-QUEENSTOWN ROAD CLOSEBURN QUEENSTOWN 9371	Aib-24	Water Supply	Pumps	Pump	1991	01/01/1991	$56,308.66	$56,308.66	$5,074.28	$61,382.94	Indemnity	$3,117.84
Queenstown Lakes District Council	Queenstown Lakes District, Otago	10146343	10142585	3008	{767761CE-6F02-4C52-82D7-98197697E501}	WANAKA-MOUNT ASPIRING ROAD WANAKA 9382	Aib-24	Water Supply	Pumps	Pump	1997	01/01/1997	$137,451.79	$137,451.79	$12,386.52	$149,838.31	Indemnity	$9,185.41
Queenstown Lakes District Council	Queenstown Lakes District, Otago	10146344	10142594	2918	{E616D674-93A2-4D96-B069-CD60323E1486}	GLENDA DRIVE	Aib-24	Water Supply	TPBS Valves	Valve	1999	01/01/1999	$2,148.86	$2,148.86	$193.65	$2,342.51	Indemnity	$1,100.04
Queenstown Lakes District Council	Queenstown Lakes District, Otago	10146345	10142573	3692	{B06B8B8A-D4E6-4CEE-94DC-B61B7504E3BD}	WAIMANA PLACE WANAKA 9305	Aib-24	Sewerage	TPBS Valves	Non Return Valve	1991	01/01/1991	$2,148.86	$2,148.86	$193.65	$2,342.51	Indemnity	$832.88
Queenstown Lakes District Council	Queenstown Lakes District, Otago	10146347	10005507	206920	{A8C199A0-C5B2-4990-994B-AF9EB468DB56}	ATKINS ROAD LUGGATE WANAKA 9382	Aib-24	Water Supply	TPBS Valves	Isolating Valve			$3,125.92	$3,125.92	$281.69	$3,407.62	Reinstatement	$3,407.62
Queenstown Lakes District Council	Queenstown Lakes District, Otago	10146348	10142641	221504	{F64CD052-0457-4E83-935B-E5DF01601346}	1128 WANAKA-MOUNT ASPIRING ROAD GLENDHU BAY WANAKA 9382	Aib-24	Water Supply	TPBS Valves	Valve	2010	29/11/2010	$2,148.86	$2,148.86	$193.65	$2,342.51	Indemnity	$1,532.19
Queenstown Lakes District Council	Queenstown Lakes District, Otago	10146349	10142585	3017	{767761CE-6F02-4C52-82D7-98197697E501}	WANAKA-MOUNT ASPIRING ROAD WANAKA 9382	Aib-24	Water Supply	TPBS Valves	Valve	1997	01/01/1997	$977.06	$977.06	$88.05	$1,065.11	Indemnity	$464.45
Queenstown Lakes District Council	Queenstown Lakes District, Otago	10146350	10142564	3665	{BFBFBB84-D102-4ACA-8418-8B4EB42050A5}	PARK STREET QUEENSTOWN 9300	Aib-24	Sewerage	TPBS Valves	Non Return Valve	1975	01/01/1975	$4,101.35	$4,101.35	$369.59	$4,470.94	Indemnity	$781.80
Queenstown Lakes District Council	Queenstown Lakes District, Otago	10146351	10142585	3020	{767761CE-6F02-4C52-82D7-98197697E501}	WANAKA-MOUNT ASPIRING ROAD WANAKA 9382	Aib-24	Water Supply	TPBS Valves	Valve	1997	01/01/1997	$4,101.35	$4,101.35	$369.59	$4,470.94	Indemnity	$1,949.58
Queenstown Lakes District Council	Queenstown Lakes District, Otago	10146352	10142585	3016	{767761CE-6F02-4C52-82D7-98197697E501}	WANAKA-MOUNT ASPIRING ROAD WANAKA 9382	Aib-24	Water Supply	TPBS Valves	Non Return Valve	1997	01/01/1997	$4,101.35	$4,101.35	$369.59	$4,470.94	Indemnity	$1,949.58
Queenstown Lakes District Council	Queenstown Lakes District, Otago	10146353	10142570	206904	{283346DB-8540-479B-98EA-91BF99CFB657}	HAWEA ESPLANADE	Aib-24	Sewerage	TPBS Valves	Valve			$11,718.13	$11,718.13	$1,055.98	$12,774.12	Indemnity	$597.61
Queenstown Lakes District Council	Queenstown Lakes District, Otago	10146354	10005506	3173	{EB1CA1D9-723D-42A6-8D0D-016D90DCFFF8}	WANAKA-MOUNT ASPIRING ROAD WANAKA 9382	Aib-24	Water Supply	TPBS Valves	Valve	1990	01/01/1990	$977.06	$977.06	$88.05	$1,065.11	Reinstatement	$1,065.11
Queenstown Lakes District Council	Queenstown Lakes District, Otago	10145280	10142560	210332	{651DED27-2CF7-4E8C-9EBE-4D1D6ADF66AA}	WILLOW PLACE	Aib-24	Sewerage	Pipework	Pipework	2009	01/09/2009	$0.00	$0.00	$0.00	$0.00	Indemnity	$0.00
Queenstown Lakes District Council	Queenstown Lakes District, Otago	10146355	10142564	3663	{BFBFBB84-D102-4ACA-8418-8B4EB42050A5}	PARK STREET QUEENSTOWN 9300	Aib-24	Sewerage	TPBS Valves	Non Return Valve	1975	01/01/1975	$4,101.35	$4,101.35	$369.59	$4,470.94	Indemnity	$781.80
Queenstown Lakes District Council	Queenstown Lakes District, Otago	10146356	10142564	3664	{BFBFBB84-D102-4ACA-8418-8B4EB42050A5}	PARK STREET QUEENSTOWN 9300	Aib-24	Sewerage	TPBS Valves	Non Return Valve	1975	01/01/1975	$4,101.35	$4,101.35	$369.59	$4,470.94	Indemnity	$781.80
Queenstown Lakes District Council	Queenstown Lakes District, Otago	10145283	10142560	210322	{651DED27-2CF7-4E8C-9EBE-4D1D6ADF66AA}	WILLOW PLACE	Aib-24	Sewerage	Pipework	Pipework	2009	01/09/2009	$0.00	$0.00	$0.00	$0.00	Indemnity	$0.00
Queenstown Lakes District Council	Queenstown Lakes District, Otago	10146357	10142573	3691	{B06B8B8A-D4E6-4CEE-94DC-B61B7504E3BD}	WAIMANA PLACE WANAKA 9305	Aib-24	Sewerage	TPBS Valves	Non Return Valve	1991	01/01/1991	$2,148.86	$2,148.86	$193.65	$2,342.51	Indemnity	$832.88
Queenstown Lakes District Council	Queenstown Lakes District, Otago	10146358	10005507	3110	{A8C199A0-C5B2-4990-994B-AF9EB468DB56}	ATKINS ROAD LUGGATE WANAKA 9382	Aib-24	Water Supply	TPBS Valves	Non Return Valve	2000	01/01/2000	$2,929.53	$2,929.53	$264.00	$3,193.53	Reinstatement	$3,193.53
Queenstown Lakes District Council	Queenstown Lakes District, Otago	10146359	10005507	206887	{A8C199A0-C5B2-4990-994B-AF9EB468DB56}	ATKINS ROAD LUGGATE WANAKA 9382	Aib-24	Water Supply	TPBS Valves	Non Return Valve			$2,929.53	$2,929.53	$264.00	$3,193.53	Reinstatement	$3,193.53
Queenstown Lakes District Council	Queenstown Lakes District, Otago	10146360	10142594	2919	{E616D674-93A2-4D96-B069-CD60323E1486}	GLENDA DRIVE	Aib-24	Water Supply	TPBS Valves	Valve	1999	01/01/1999	$2,148.86	$2,148.86	$193.65	$2,342.51	Indemnity	$1,100.04
Queenstown Lakes District Council	Queenstown Lakes District, Otago	10146361	10142594	213862	{E616D674-93A2-4D96-B069-CD60323E1486}	GLENDA DRIVE	Aib-24	Water Supply	TPBS Valves	Non Return Valve			$4,492.50	$4,492.50	$404.84	$4,897.34	Indemnity	$1,761.99
Queenstown Lakes District Council	Queenstown Lakes District, Otago	10146362	10005506	3172	{EB1CA1D9-723D-42A6-8D0D-016D90DCFFF8}	WANAKA-MOUNT ASPIRING ROAD WANAKA 9382	Aib-24	Water Supply	TPBS Valves	Valve	1990	01/01/1990	$4,101.35	$4,101.35	$369.59	$4,470.94	Reinstatement	$4,470.94
Queenstown Lakes District Council	Queenstown Lakes District, Otago	10146363	10142585	210090	{767761CE-6F02-4C52-82D7-98197697E501}	WANAKA-MOUNT ASPIRING ROAD WANAKA 9382	Aib-24	Water Supply	TPBS Valves	Valve	1997	01/01/1997	$11,718.13	$11,718.13	$1,055.98	$12,774.12	Indemnity	$6,158.46
Queenstown Lakes District Council	Queenstown Lakes District, Otago	10146365	10142585	3019	{767761CE-6F02-4C52-82D7-98197697E501}	WANAKA-MOUNT ASPIRING ROAD WANAKA 9382	Aib-24	Water Supply	TPBS Valves	Valve	1997	01/01/1997	$4,101.35	$4,101.35	$369.59	$4,470.94	Indemnity	$1,949.58
Queenstown Lakes District Council	Queenstown Lakes District, Otago	10149906	10142539	2695	{0B658591-43FC-44ED-BDF7-7AC00D2567EF}	DUNGARVON STREET WANAKA 9305	Aib-24	Sewerage	Structures	Pump station buildin			$239,031.45	$239,031.45	$21,540.42	$260,571.86	Reinstatement	$260,571.86
Queenstown Lakes District Council	Queenstown Lakes District, Otago	10149907	10142563	2694	{CB7B9861-B30B-4228-84FC-359A0F479C52}	MARINE PARADE QUEENSTOWN 9300	Aib-24	Sewerage	Structures	Pump station buildin			$243,402.90	$243,402.90	$21,934.35	$265,337.26	Reinstatement	$265,337.26
Queenstown Lakes District Council	Queenstown Lakes District, Otago	10147378	10142658	237049	{D458CA5E-B986-47C6-AD40-8359B08B7A97}	13 LAKE AVENUE FRANKTON QUEENSTOWN 9300	Aib-24	Sewerage	Miscellaneous	Odour Control Unit	2012	08/08/2012	$315,011.93	$315,011.93	$28,387.43	$343,399.36	Reinstatement	$343,399.36
Queenstown Lakes District Council	Queenstown Lakes District, Otago	10147379	10142553	4087	{6032F183-CDD0-4AB4-AC42-817A7DEF3634}	59 ARROWTOWN-LAKE HAYES ROAD RD 1 QUEENSTOWN 9371	Aib-24	Sewerage	Miscellaneous	Odour Control Unit	2002	01/01/2002	$133,432.99	$133,432.99	$12,024.37	$145,457.35	Indemnity	$27,705.92
Queenstown Lakes District Council	Queenstown Lakes District, Otago	10142689		268843	#N/A	#N/A	Aib-24	Water Supply	Electrical Equipment		2014	01/01/2014	$46,368.24	$46,368.24	$4,178.49	$50,546.74	reinstatement	$50,546.74
Queenstown Lakes District Council	Queenstown Lakes District, Otago	10142690		268846	#N/A	#N/A	Aib-24	Water Supply	Electrical Equipment		2012	01/01/2012	$46,368.24	$46,368.24	$4,178.49	$50,546.74	reinstatement	$50,546.74
Queenstown Lakes District Council	Queenstown Lakes District, Otago	10142659		240789	#N/A	#N/A	Aib-24	Water Supply	Electrical Equipment		2013	01/04/2013	$46,368.24	$46,368.24	$4,178.49	$50,546.74	reinstatement	$50,546.74
Queenstown Lakes District Council	Queenstown Lakes District, Otago	10142660		240806	#N/A	#N/A	Aib-24	Water Supply	Electrical Equipment		2001	01/01/2001	$46,368.24	$46,368.24	$4,178.49	$50,546.74	reinstatement	$50,546.74
Queenstown Lakes District Council	Queenstown Lakes District, Otago	10142853		224816	#N/A	#N/A	Aib-24	Water Supply	Electrical Equipment		2012	07/03/2012	$71,952.03	$71,952.03	$6,483.99	$78,436.02	reinstatement	$78,436.02
Queenstown Lakes District Council	Queenstown Lakes District, Otago	10142854		224817	#N/A	#N/A	Aib-24	Water Supply	Electrical Equipment		2012	07/03/2012	$71,952.03	$71,952.03	$6,483.99	$78,436.02	reinstatement	$78,436.02
Queenstown Lakes District Council	Queenstown Lakes District, Otago	10142855		224818	#N/A	#N/A	Aib-24	Water Supply	Electrical Equipment		2012	07/03/2012	$71,952.03	$71,952.03	$6,483.99	$78,436.02	reinstatement	$78,436.02
Queenstown Lakes District Council	Queenstown Lakes District, Otago	10142856		224819	#N/A	#N/A	Aib-24	Water Supply	Electrical Equipment		2012	07/03/2012	$71,952.03	$71,952.03	$6,483.99	$78,436.02	reinstatement	$78,436.02
Queenstown Lakes District Council	Queenstown Lakes District, Otago	10142857		224820	#N/A	#N/A	Aib-24	Water Supply	Electrical Equipment		2012	07/03/2012	$71,952.03	$71,952.03	$6,483.99	$78,436.02	reinstatement	$78,436.02
Queenstown Lakes District Council	Queenstown Lakes District, Otago	10142858		224821	#N/A	#N/A	Aib-24	Water Supply	Electrical Equipment		2012	07/03/2012	$71,952.03	$71,952.03	$6,483.99	$78,436.02	reinstatement	$78,436.02
Queenstown Lakes District Council	Queenstown Lakes District, Otago	10142859		224822	#N/A	#N/A	Aib-24	Water Supply	Electrical Equipment		2012	07/03/2012	$71,952.03	$71,952.03	$6,483.99	$78,436.02	reinstatement	$78,436.02
Queenstown Lakes District Council	Queenstown Lakes District, Otago	10142860		224823	#N/A	#N/A	Aib-24	Water Supply	Electrical Equipment		2012	07/03/2012	$71,952.03	$71,952.03	$6,483.99	$78,436.02	reinstatement	$78,436.02
Queenstown Lakes District Council	Queenstown Lakes District, Otago	10142861		224824	#N/A	#N/A	Aib-24	Water Supply	Electrical Equipment		2012	07/03/2012	$71,952.03	$71,952.03	$6,483.99	$78,436.02	reinstatement	$78,436.02
Queenstown Lakes District Council	Queenstown Lakes District, Otago	10142862		224825	#N/A	#N/A	Aib-24	Water Supply	Electrical Equipment		2012	07/03/2012	$71,952.03	$71,952.03	$6,483.99	$78,436.02	reinstatement	$78,436.02
Queenstown Lakes District Council	Queenstown Lakes District, Otago	10142863		224826	#N/A	#N/A	Aib-24	Water Supply	Electrical Equipment		2012	07/03/2012	$71,952.03	$71,952.03	$6,483.99	$78,436.02	reinstatement	$78,436.02
Queenstown Lakes District Council	Queenstown Lakes District, Otago	10142864		224827	#N/A	#N/A	Aib-24	Water Supply	Electrical Equipment		2012	07/03/2012	$71,952.03	$71,952.03	$6,483.99	$78,436.02	reinstatement	$78,436.02
Queenstown Lakes District Council	Queenstown Lakes District, Otago	10142865		224828	#N/A	#N/A	Aib-24	Water Supply	Electrical Equipment		2012	07/03/2012	$71,952.03	$71,952.03	$6,483.99	$78,436.02	reinstatement	$78,436.02
Queenstown Lakes District Council	Queenstown Lakes District, Otago	10142866		224829	#N/A	#N/A	Aib-24	Water Supply	Electrical Equipment		2012	07/03/2012	$71,952.03	$71,952.03	$6,483.99	$78,436.02	reinstatement	$78,436.02
Queenstown Lakes District Council	Queenstown Lakes District, Otago	10142867		224830	#N/A	#N/A	Aib-24	Water Supply	Electrical Equipment		2012	07/03/2012	$71,952.03	$71,952.03	$6,483.99	$78,436.02	reinstatement	$78,436.02
Queenstown Lakes District Council	Queenstown Lakes District, Otago	10142875		225921	#N/A	#N/A	Aib-24	Water Supply	Electrical Equipment		2012	07/03/2012	$0.00	$0.00	$0.00	$0.00	reinstatement	$0.00
Queenstown Lakes District Council	Queenstown Lakes District, Otago	10142876		226020	#N/A	#N/A	Aib-24	Water Supply	Electrical Equipment		2012	07/03/2012	$71,952.03	$71,952.03	$6,483.99	$78,436.02	reinstatement	$78,436.02
Queenstown Lakes District Council	Queenstown Lakes District, Otago	10142877		227699	#N/A	#N/A	Aib-24	Water Supply	Electrical Equipment		2001	01/01/2001	$71,952.03	$71,952.03	$6,483.99	$78,436.02	reinstatement	$78,436.02
Queenstown Lakes District Council	Queenstown Lakes District, Otago	10142878		230782	#N/A	#N/A	Aib-24	Water Supply	Electrical Equipment		2001	01/01/2001	$71,952.03	$71,952.03	$6,483.99	$78,436.02	reinstatement	$78,436.02
Queenstown Lakes District Council	Queenstown Lakes District, Otago	10142879		230975	#N/A	#N/A	Aib-24	Water Supply	Electrical Equipment		2001	01/01/2001	$71,952.03	$71,952.03	$6,483.99	$78,436.02	reinstatement	$78,436.02
Queenstown Lakes District Council	Queenstown Lakes District, Otago	10142646	10142564	231559	{BFBFBB84-D102-4ACA-8418-8B4EB42050A5}	PARK STREET QUEENSTOWN 9300	Aib-24	Water Supply	Electrical Equipment		2012	01/06/2012	$46,368.24	$46,368.24	$4,178.49	$50,546.74	reinstatement	$50,546.74
Queenstown Lakes District Council	Queenstown Lakes District, Otago	10143985	10142558	79229	{8140ABC2-039A-4444-AE36-570292AD2576}	13 LAKE AVENUE FRANKTON QUEENSTOWN 9300	Aib-24	Sewerage	Blower	Air Blower			$5,114.02	$5,114.02	$460.85	$5,574.87	Indemnity	$190.59
Queenstown Lakes District Council	Queenstown Lakes District, Otago	10143986	10142627	79693	{7AE69CE2-C9B4-45F2-BCC0-7DCB1E4A6C66}	16 LLOYD DUNN AVENUE RD 2 WANAKA 9305	Aib-24	Sewerage	Miscellaneous	Hose or Reel	2008	06/11/2008	$1,335.15	$1,335.15	$120.32	$1,455.47	Reinstatement	$1,455.47
Queenstown Lakes District Council	Queenstown Lakes District, Otago	10143987	10142562	206966	{5AA4AEBA-5A65-4912-B4D5-13268CE0E2CE}	100 RIVERSIDE ROAD FRANKTON QUEENSTOWN 9300	Aib-24	Sewerage	Miscellaneous	Hose or Reel			$1,335.15	$1,335.15	$120.32	$1,455.47	Indemnity	$86.25
Queenstown Lakes District Council	Queenstown Lakes District, Otago	10143988	10142688	272694	{E156B2D6-04BB-4E99-9D4E-4711E3E006C8}	LAKEVIEW TERRACE RD 2 WANAKA 9382	Aib-24	Water Supply	Structures	Chamber Lid	2015	01/10/2015	$3,144.65	$3,144.65	$283.38	$3,428.03	Indemnity	$1,675.91
Queenstown Lakes District Council	Queenstown Lakes District, Otago	10143989	10142554	224513	{5DEDF20F-21CC-4219-BFCC-1771FF6DC8FD}	700 MOKE LAKE ROAD BEN LOMOND QUEENSTOWN 9371	Aib-24	Sewerage	Blower	Air Blower	2011	20/08/2011	$3,843.84	$3,843.84	$346.39	$4,190.23	Indemnity	$1,418.90
Queenstown Lakes District Council	Queenstown Lakes District, Otago	10143990	10142587	226121	{036A3D05-D9AB-460F-9DE6-565470B8F619}	GLENORCHY-QUEENSTOWN ROAD CLOSEBURN QUEENSTOWN 9371	Aib-24	Water Supply	Heater	Heater	1991	01/01/1991	$2,248.69	$2,248.69	$202.64	$2,451.33	Indemnity	$124.51
Queenstown Lakes District Council	Queenstown Lakes District, Otago	10143991	10142613	210107	{A8583AED-3506-4687-84A0-9DB24649ADD6}	WANAKA-MOUNT ASPIRING ROAD WANAKA 9382	Aib-24	Water Supply	Heater	Heater			$2,248.69	$2,248.69	$202.64	$2,451.33	Indemnity	$150.27
Queenstown Lakes District Council	Queenstown Lakes District, Otago	10143992	10142627	79379	{7AE69CE2-C9B4-45F2-BCC0-7DCB1E4A6C66}	16 LLOYD DUNN AVENUE RD 2 WANAKA 9305	Aib-24	Sewerage	Air Conditioning Unit	Air Conditioner	2008	04/11/2008	$3,935.20	$3,935.20	$354.62	$4,289.83	Reinstatement	$4,289.83
Queenstown Lakes District Council	Queenstown Lakes District, Otago	10145344	10142560	210305	{651DED27-2CF7-4E8C-9EBE-4D1D6ADF66AA}	WILLOW PLACE	Aib-24	Sewerage	Pipework	Pipework	2009	01/09/2009	$0.00	$0.00	$0.00	$0.00	Indemnity	$0.00
Queenstown Lakes District Council	Queenstown Lakes District, Otago	10143993	10142589	2794	{B307C4EC-CC6E-407E-9D6C-4861428A5998}	MIDDLESEX STREET ARROWTOWN 9302	Aib-24	Water Supply	Air Conditioning Unit	Air Conditioner	2004	01/01/2004	$3,935.20	$3,935.20	$354.62	$4,289.83	Indemnity	$879.96
Queenstown Lakes District Council	Queenstown Lakes District, Otago	10143994	10142608	229621	{EC813BBC-0598-4A04-85B0-910A34B3C69A}	4 SHOTOVER DELTA ROAD LOWER SHOTOVER QUEENSTOWN 9304	Aib-24	Sewerage	Air Conditioning Unit	Air Conditioner	2014	12/12/2014	$3,935.20	$3,935.20	$354.62	$4,289.83	Reinstatement	$4,289.83
Queenstown Lakes District Council	Queenstown Lakes District, Otago	10143995	10142601	217425	{8B5EA8A0-1142-4E33-8F12-0992C807F3CD}	LAKE ESPLANADE QUEENSTOWN 9300	Aib-24	Water Supply	Air Conditioning Unit	Air Conditioner	2009	01/07/2009	$3,935.20	$3,935.20	$354.62	$4,289.83	Indemnity	$1,525.26
Queenstown Lakes District Council	Queenstown Lakes District, Otago	10143996	10142688	272682	{E156B2D6-04BB-4E99-9D4E-4711E3E006C8}	LAKEVIEW TERRACE RD 2 WANAKA 9382	Aib-24	Water Supply	Actuator	Valve Actuator	2015	01/10/2015	$3,003.19	$3,003.19	$270.63	$3,273.82	Indemnity	$2,386.23
Queenstown Lakes District Council	Queenstown Lakes District, Otago	10143997	10142688	272681	{E156B2D6-04BB-4E99-9D4E-4711E3E006C8}	LAKEVIEW TERRACE RD 2 WANAKA 9382	Aib-24	Water Supply	Actuator	Valve Actuator	2015	01/10/2015	$3,003.19	$3,003.19	$270.63	$3,273.82	Indemnity	$2,386.23
Queenstown Lakes District Council	Queenstown Lakes District, Otago	10145357	10142560	210318	{651DED27-2CF7-4E8C-9EBE-4D1D6ADF66AA}	WILLOW PLACE	Aib-24	Sewerage	Pipework	Pipework	2009	01/09/2009	$0.00	$0.00	$0.00	$0.00	Indemnity	$0.00
Queenstown Lakes District Council	Queenstown Lakes District, Otago	10143999	10142597	3263	{E53D3297-9713-4766-9806-99D9683A4DF7}	MANCHESTER PLACE QUEENSTOWN 9300	Aib-24	Water Supply	Heater	Heater	1989	01/01/1989	$2,248.69	$2,248.69	$202.64	$2,451.33	Indemnity	$117.78
Queenstown Lakes District Council	Queenstown Lakes District, Otago	10144000	10142621	79258	{3FA57A6E-A114-45D3-9D90-DD589BD3AA1C}	MIDDELTON ROAD	Aib-24	Water Supply	Heater	Heater			$2,248.69	$2,248.69	$202.64	$2,451.33	Indemnity	$311.28
Queenstown Lakes District Council	Queenstown Lakes District, Otago	10144001	10142599	209574	{1D623E50-891D-4DB8-9B6F-7232B4415B25}	LOMOND CRESCENT	Aib-24	Water Supply	Heater	Heater			$2,248.69	$2,248.69	$202.64	$2,451.33	Indemnity	$161.40
Queenstown Lakes District Council	Queenstown Lakes District, Otago	10144002	10142608	3905	{EC813BBC-0598-4A04-85B0-910A34B3C69A}	4 SHOTOVER DELTA ROAD LOWER SHOTOVER QUEENSTOWN 9304	Aib-24	Sewerage	Aeration Unit	Aerator	2006	01/01/2006	$78,572.08	$78,572.08	$7,080.56	$85,652.64	Reinstatement	$85,652.64
Queenstown Lakes District Council	Queenstown Lakes District, Otago	10144003	10142562	3499	{5AA4AEBA-5A65-4912-B4D5-13268CE0E2CE}	100 RIVERSIDE ROAD FRANKTON QUEENSTOWN 9300	Aib-24	Sewerage	TPBS Valves	Valve	1996	01/01/1996	$2,148.86	$2,148.86	$193.65	$2,342.51	Indemnity	$982.17
Queenstown Lakes District Council	Queenstown Lakes District, Otago	10144005	10142645	231094	{C696D0E2-F1C3-4077-89A7-A5EC3516416F}	BEACON POINT ROAD WANAKA 9305	Aib-24	Sewerage	Heater	Heater	2011	01/12/2011	$2,248.69	$2,248.69	$202.64	$2,451.33	Indemnity	$830.07
Queenstown Lakes District Council	Queenstown Lakes District, Otago	10144007	10142639	217400	{AF4FF693-BC8F-4063-A66B-BEF6C5395D18}	WAN-LUGG HWY	Aib-24	Sewerage	Heater	Heater	2005	10/11/2005	$2,248.69	$2,248.69	$202.64	$2,451.33	Indemnity	$522.95
Queenstown Lakes District Council	Queenstown Lakes District, Otago	10144008	10142629	216935	{C75F3211-48B4-43FE-89B4-3DC012DEEDC8}	ATLEY ROAD	Aib-24	Sewerage	Heater	Heater	2008	01/02/2008	$2,248.69	$2,248.69	$202.64	$2,451.33	Indemnity	$594.26
Queenstown Lakes District Council	Queenstown Lakes District, Otago	10144009	10142611	210817	{6AB85459-F98F-4B45-BF58-32E06558AD54}	KIRIMOKO CRESCENT WANAKA 9305	Aib-24	Water Supply	Heater	Heater			$2,248.69	$2,248.69	$202.64	$2,451.33	Indemnity	$189.47
Queenstown Lakes District Council	Queenstown Lakes District, Otago	10144010	10142608	3903	{EC813BBC-0598-4A04-85B0-910A34B3C69A}	4 SHOTOVER DELTA ROAD LOWER SHOTOVER QUEENSTOWN 9304	Aib-24	Sewerage	Aeration Unit	Aerator	1994	01/01/1994	$78,572.08	$78,572.08	$7,080.56	$85,652.64	Reinstatement	$85,652.64
Queenstown Lakes District Council	Queenstown Lakes District, Otago	10145372	10142560	210321	{651DED27-2CF7-4E8C-9EBE-4D1D6ADF66AA}	WILLOW PLACE	Aib-24	Sewerage	Pipework	Pipework	2009	01/09/2009	$0.00	$0.00	$0.00	$0.00	Indemnity	$0.00
Queenstown Lakes District Council	Queenstown Lakes District, Otago	10144011	10142616	217474	{CEB3A98D-56AF-4112-97B4-9788EEBEF95E}	91 WILDING ROAD RD 1 QUEENSTOWN 9371	Aib-24	Water Supply	Heater	Heater	2002	01/01/2002	$2,248.69	$2,248.69	$202.64	$2,451.33	Indemnity	$466.92
Queenstown Lakes District Council	Queenstown Lakes District, Otago	10144012	10142627	79408	{7AE69CE2-C9B4-45F2-BCC0-7DCB1E4A6C66}	16 LLOYD DUNN AVENUE RD 2 WANAKA 9305	Aib-24	Sewerage	Heater	Heater	2008	04/11/2008	$2,248.69	$2,248.69	$202.64	$2,451.33	Reinstatement	$2,451.33
Queenstown Lakes District Council	Queenstown Lakes District, Otago	10144013	10142608	3921	{EC813BBC-0598-4A04-85B0-910A34B3C69A}	4 SHOTOVER DELTA ROAD LOWER SHOTOVER QUEENSTOWN 9304	Aib-24	Sewerage	Aeration Unit	Aerator	2003	01/01/2003	$53,481.51	$53,481.51	$4,819.51	$58,301.02	Reinstatement	$58,301.02
Queenstown Lakes District Council	Queenstown Lakes District, Otago	10144014	10142627	79695	{7AE69CE2-C9B4-45F2-BCC0-7DCB1E4A6C66}	16 LLOYD DUNN AVENUE RD 2 WANAKA 9305	Aib-24	Sewerage	Aeration Unit	Aerator	2008	06/11/2008	$53,481.51	$53,481.51	$4,819.51	$58,301.02	Reinstatement	$58,301.02
Queenstown Lakes District Council	Queenstown Lakes District, Otago	10144015	10142636	217465	{E72E6318-3003-43F2-9F40-D8239F7AA13D}	28 STRAINS ROAD RD 1 QUEENSTOWN 9371	Aib-24	Water Supply	Heater	Heater	2007	01/01/2007	$2,248.69	$2,248.69	$202.64	$2,451.33	Indemnity	$568.42
Queenstown Lakes District Council	Queenstown Lakes District, Otago	10144016	10142608	3907	{EC813BBC-0598-4A04-85B0-910A34B3C69A}	4 SHOTOVER DELTA ROAD LOWER SHOTOVER QUEENSTOWN 9304	Aib-24	Sewerage	Aeration Unit	Aerator	2006	01/01/2006	$78,572.08	$78,572.08	$7,080.56	$85,652.64	Reinstatement	$85,652.64
Queenstown Lakes District Council	Queenstown Lakes District, Otago	10145381	10142560	210330	{651DED27-2CF7-4E8C-9EBE-4D1D6ADF66AA}	WILLOW PLACE	Aib-24	Sewerage	Pipework	Pipework	2009	01/09/2009	$0.00	$0.00	$0.00	$0.00	Indemnity	$0.00
Queenstown Lakes District Council	Queenstown Lakes District, Otago	10145390	10142560	210323	{651DED27-2CF7-4E8C-9EBE-4D1D6ADF66AA}	WILLOW PLACE	Aib-24	Sewerage	Pipework	Pipework	2009	01/09/2009	$0.00	$0.00	$0.00	$0.00	Indemnity	$0.00
Queenstown Lakes District Council	Queenstown Lakes District, Otago	10144017	10142558	206894	{8140ABC2-039A-4444-AE36-570292AD2576}	13 LAKE AVENUE FRANKTON QUEENSTOWN 9300	Aib-24	Sewerage	Heater	Heater			$2,248.69	$2,248.69	$202.64	$2,451.33	Indemnity	$83.81
Queenstown Lakes District Council	Queenstown Lakes District, Otago	10144018	10142608	229457	{EC813BBC-0598-4A04-85B0-910A34B3C69A}	4 SHOTOVER DELTA ROAD LOWER SHOTOVER QUEENSTOWN 9304	Aib-24	Sewerage	Heater	Heater			$2,248.69	$2,248.69	$202.64	$2,451.33	Reinstatement	$2,451.33
Queenstown Lakes District Council	Queenstown Lakes District, Otago	10144019	10142582	210816	{477EA4C2-25BA-4D6A-BEC9-539B3FCAF720}	BEACON POINT ROAD WANAKA 9305	Aib-24	Water Supply	Heater	Heater	2013	15/07/2013	$2,248.69	$2,248.69	$202.64	$2,451.33	Reinstatement	$2,451.33
Queenstown Lakes District Council	Queenstown Lakes District, Otago	10144020	10142877	227706	{DDD953F4-F657-4D43-B4BC-1376F0C27D8E}	#N/A	Aib-24	Water Supply	Heater	Heater	2001	01/01/2001	$2,248.69	$2,248.69	$202.64	$2,451.33	Indemnity	$174.32
Queenstown Lakes District Council	Queenstown Lakes District, Otago	10144021	10142608	79123	{EC813BBC-0598-4A04-85B0-910A34B3C69A}	4 SHOTOVER DELTA ROAD LOWER SHOTOVER QUEENSTOWN 9304	Aib-24	Sewerage	Aeration Unit	Aerator			$57,694.95	$57,694.95	$5,199.20	$62,894.15	Reinstatement	$62,894.15
Queenstown Lakes District Council	Queenstown Lakes District, Otago	10144022	10142600	2849	{EA00FD14-D04D-4FB9-A0BA-93E642E8E429}	PENINSULA ROAD KELVIN HEIGHTS QUEENSTOWN 9300	Aib-24	Water Supply	Heater	Heater	2002	01/01/2002	$2,248.69	$2,248.69	$202.64	$2,451.33	Indemnity	$181.58
Queenstown Lakes District Council	Queenstown Lakes District, Otago	10144023	10142625	216915	{6EFDB77B-3B91-437E-8013-7F0743951CC5}	ALBERTOWN	Aib-24	Sewerage	Heater	Heater	2008	04/11/2008	$2,248.69	$2,248.69	$202.64	$2,451.33	Indemnity	$594.26
Queenstown Lakes District Council	Queenstown Lakes District, Otago	10144024	10142608	3909	{EC813BBC-0598-4A04-85B0-910A34B3C69A}	4 SHOTOVER DELTA ROAD LOWER SHOTOVER QUEENSTOWN 9304	Aib-24	Sewerage	Aeration Unit	Aerator	2006	01/01/2006	$78,572.08	$78,572.08	$7,080.56	$85,652.64	Reinstatement	$85,652.64
Queenstown Lakes District Council	Queenstown Lakes District, Otago	10144025	10142623	217014	{8E0D674A-5C93-471A-B834-A81AE41C2BC2}	DOMAIN ROAD	Aib-24	Sewerage	Heater	Heater			$2,248.69	$2,248.69	$202.64	$2,451.33	Indemnity	$518.79
Queenstown Lakes District Council	Queenstown Lakes District, Otago	10144027	10142563	3639	{CB7B9861-B30B-4228-84FC-359A0F479C52}	MARINE PARADE QUEENSTOWN 9300	Aib-24	Sewerage	TPBS Valves	Valve	1997	01/01/1997	$4,101.35	$4,101.35	$369.59	$4,470.94	Reinstatement	$4,470.94
Queenstown Lakes District Council	Queenstown Lakes District, Otago	10144028	10142608	3906	{EC813BBC-0598-4A04-85B0-910A34B3C69A}	4 SHOTOVER DELTA ROAD LOWER SHOTOVER QUEENSTOWN 9304	Aib-24	Sewerage	Aeration Unit	Aerator	2006	01/01/2006	$78,572.08	$78,572.08	$7,080.56	$85,652.64	Reinstatement	$85,652.64
Queenstown Lakes District Council	Queenstown Lakes District, Otago	10144030	10142611	210725	{6AB85459-F98F-4B45-BF58-32E06558AD54}	KIRIMOKO CRESCENT WANAKA 9305	Aib-24	Water Supply	TPBS Valves	Valve			$11,718.13	$11,718.13	$1,055.98	$12,774.12	Indemnity	$6,855.65
Queenstown Lakes District Council	Queenstown Lakes District, Otago	10144031	10142608	3908	{EC813BBC-0598-4A04-85B0-910A34B3C69A}	4 SHOTOVER DELTA ROAD LOWER SHOTOVER QUEENSTOWN 9304	Aib-24	Sewerage	Aeration Unit	Aerator	2006	01/01/2006	$78,572.08	$78,572.08	$7,080.56	$85,652.64	Reinstatement	$85,652.64
Queenstown Lakes District Council	Queenstown Lakes District, Otago	10144062	10142688	272685	{E156B2D6-04BB-4E99-9D4E-4711E3E006C8}	LAKEVIEW TERRACE RD 2 WANAKA 9382	Aib-24	Water Supply	TPBS Valves	Air Bleed Valve	2015	01/10/2015	$5,806.69	$5,806.69	$523.27	$6,329.96	Indemnity	$4,613.80
Queenstown Lakes District Council	Queenstown Lakes District, Otago	10144063	10142627	215640	{7AE69CE2-C9B4-45F2-BCC0-7DCB1E4A6C66}	16 LLOYD DUNN AVENUE RD 2 WANAKA 9305	Aib-24	Sewerage	TPBS Valves	Air Bleed Valve	2009	04/05/2009	$6,808.31	$6,808.31	$613.53	$7,421.84	Reinstatement	$7,421.84
Queenstown Lakes District Council	Queenstown Lakes District, Otago	10144064	10142591	2821	{8CFCEF46-86CC-4D39-BCE8-AF5BF3F312BF}	OXENBRIDGE TUNNEL ROAD RD 1 QUEENSTOWN 9371	Aib-24	Water Supply	TPBS Valves	Isolating Valve	1996	01/01/1996	$2,540.03	$2,540.03	$228.90	$2,768.92	Indemnity	$1,160.96
Queenstown Lakes District Council	Queenstown Lakes District, Otago	10144065	10142609	209658	{E418C03F-E51F-4F64-BCDB-3076A1CA7AD1}	#N/A	Aib-24	Water Supply	TPBS Valves	Isolating Valve			$3,125.92	$3,125.92	$281.69	$3,407.62	Indemnity	$649.06
Queenstown Lakes District Council	Queenstown Lakes District, Otago	10144067	10142619	210636	{89034D7D-5C5D-4987-9FB3-9F51E14509EE}	PENINSULA ROAD KELVIN HEIGHTS QUEENSTOWN 9300	Aib-24	Water Supply	TPBS Valves	Isolating Valve			$3,125.92	$3,125.92	$281.69	$3,407.62	Indemnity	$144.24
Queenstown Lakes District Council	Queenstown Lakes District, Otago	10145417	10142560	210312	{651DED27-2CF7-4E8C-9EBE-4D1D6ADF66AA}	WILLOW PLACE	Aib-24	Sewerage	Pipework	Pipework	2009	01/09/2009	$0.00	$0.00	$0.00	$0.00	Indemnity	$0.00
Queenstown Lakes District Council	Queenstown Lakes District, Otago	10145420	10142560	210327	{651DED27-2CF7-4E8C-9EBE-4D1D6ADF66AA}	WILLOW PLACE	Aib-24	Sewerage	Pipework	Pipework	2009	01/09/2009	$0.00	$0.00	$0.00	$0.00	Indemnity	$0.00
Queenstown Lakes District Council	Queenstown Lakes District, Otago	10144068	10142688	272684	{E156B2D6-04BB-4E99-9D4E-4711E3E006C8}	LAKEVIEW TERRACE RD 2 WANAKA 9382	Aib-24	Water Supply	TPBS Valves	Air Bleed Valve	2015	01/10/2015	$5,806.69	$5,806.69	$523.27	$6,329.96	Indemnity	$4,613.80
Queenstown Lakes District Council	Queenstown Lakes District, Otago	10145422	10142560	210302	{651DED27-2CF7-4E8C-9EBE-4D1D6ADF66AA}	WILLOW PLACE	Aib-24	Sewerage	Pipework	Pipework	2009	01/09/2009	$0.00	$0.00	$0.00	$0.00	Indemnity	$0.00
Queenstown Lakes District Council	Queenstown Lakes District, Otago	10144069	10142688	272777	{E156B2D6-04BB-4E99-9D4E-4711E3E006C8}	LAKEVIEW TERRACE RD 2 WANAKA 9382	Aib-24	Water Supply	Electrical Equipment	UV System	2015	01/10/2015	$267,031.53	$267,031.53	$24,063.65	$291,095.18	Indemnity	$181,124.28
Queenstown Lakes District Council	Queenstown Lakes District, Otago	10144070	10142627	79488	{7AE69CE2-C9B4-45F2-BCC0-7DCB1E4A6C66}	16 LLOYD DUNN AVENUE RD 2 WANAKA 9305	Aib-24	Sewerage	TPBS Valves	Air Bleed Valve	2008	04/11/2008	$6,808.31	$6,808.31	$613.53	$7,421.84	Reinstatement	$7,421.84
Queenstown Lakes District Council	Queenstown Lakes District, Otago	10144071	10142640	217451	{62031361-5EC6-4739-9CAF-9F9D269D40C7}	HIDDEN HILLS DRIVE WANAKA 9305	Aib-24	Water Supply	TPBS Valves	Isolating Valve	2008	01/07/2008	$2,540.03	$2,540.03	$228.90	$2,768.92	Indemnity	$1,718.23
Queenstown Lakes District Council	Queenstown Lakes District, Otago	10144073	10142594	2925	{E616D674-93A2-4D96-B069-CD60323E1486}	GLENDA DRIVE	Aib-24	Water Supply	TPBS Valves	Air Bleed Valve	1999	01/01/1999	$6,808.31	$6,808.31	$613.53	$7,421.84	Indemnity	$3,485.28
Queenstown Lakes District Council	Queenstown Lakes District, Otago	10145451	10142560	210308	{651DED27-2CF7-4E8C-9EBE-4D1D6ADF66AA}	WILLOW PLACE	Aib-24	Sewerage	Pipework	Pipework	2009	01/09/2009	$0.00	$0.00	$0.00	$0.00	Indemnity	$0.00
Queenstown Lakes District Council	Queenstown Lakes District, Otago	10144074	10142568	209529	{8523046E-B0EC-4155-A27B-D667AE130C1B}	GLENORCHY-QUEENSTOWN ROAD CLOSEBURN QUEENSTOWN 9371	Aib-24	Sewerage	TPBS Valves	Air Bleed Valve	2009	01/08/2009	$6,808.31	$6,808.31	$613.53	$7,421.84	Indemnity	$4,730.02
Queenstown Lakes District Council	Queenstown Lakes District, Otago	10144075	10142640	217449	{62031361-5EC6-4739-9CAF-9F9D269D40C7}	HIDDEN HILLS DRIVE WANAKA 9305	Aib-24	Water Supply	TPBS Valves	Isolating Valve	2008	01/07/2008	$2,540.03	$2,540.03	$228.90	$2,768.92	Indemnity	$1,718.23
Queenstown Lakes District Council	Queenstown Lakes District, Otago	10144076	10115351	209580	{03F38B5B-C721-447B-AE37-F534A101130D}	LOMOND CRESCENT	Aib-24	Water Supply	TPBS Valves	Air Bleed Valve	1989	01/01/1989	$6,808.31	$6,808.31	$613.53	$7,421.84	Reinstatement	$7,421.84
Queenstown Lakes District Council	Queenstown Lakes District, Otago	10144077	10142582	210825	{477EA4C2-25BA-4D6A-BEC9-539B3FCAF720}	BEACON POINT ROAD WANAKA 9305	Aib-24	Water Supply	TPBS Valves	Valve			$11,718.13	$11,718.13	$1,055.98	$12,774.12	Reinstatement	$12,774.12
Queenstown Lakes District Council	Queenstown Lakes District, Otago	10144078	10142594	2924	{E616D674-93A2-4D96-B069-CD60323E1486}	GLENDA DRIVE	Aib-24	Water Supply	TPBS Valves	Air Bleed Valve	1999	01/01/1999	$6,808.31	$6,808.31	$613.53	$7,421.84	Indemnity	$3,485.28
Queenstown Lakes District Council	Queenstown Lakes District, Otago	10144079	10142664	250690	{8B7815F9-F066-4EF4-8660-1250182FF865}	49 FRANKTON ROAD QUEENSTOWN 9300	Aib-24	Water Supply	TPBS Valves	Isolating Valve	2014	02/03/2014	$3,125.92	$3,125.92	$281.69	$3,407.62	Indemnity	$2,423.17
Queenstown Lakes District Council	Queenstown Lakes District, Otago	10144080	10005507	206888	{A8C199A0-C5B2-4990-994B-AF9EB468DB56}	ATKINS ROAD LUGGATE WANAKA 9382	Aib-24	Water Supply	TPBS Valves	Air Bleed Valve			$6,808.31	$6,808.31	$613.53	$7,421.84	Reinstatement	$7,421.84
Queenstown Lakes District Council	Queenstown Lakes District, Otago	10144081	10142636	210055	{E72E6318-3003-43F2-9F40-D8239F7AA13D}	28 STRAINS ROAD RD 1 QUEENSTOWN 9371	Aib-24	Water Supply	TPBS Valves	Valve	2007	01/01/2007	$977.06	$977.06	$88.05	$1,065.11	Indemnity	$643.08
Queenstown Lakes District Council	Queenstown Lakes District, Otago	10144082	10142619	250885	{89034D7D-5C5D-4987-9FB3-9F51E14509EE}	PENINSULA ROAD KELVIN HEIGHTS QUEENSTOWN 9300	Aib-24	Water Supply	TPBS Valves	Air Bleed Valve	2014	30/09/2014	$6,808.31	$6,808.31	$613.53	$7,421.84	Indemnity	$5,277.71
Queenstown Lakes District Council	Queenstown Lakes District, Otago	10144083	10142622	231566	{DA65E0BB-0ED9-4581-9762-111C5DCF3EE1}	1128 AUBREY ROAD ALBERT TOWN WANAKA 9305	Aib-24	Sewerage	TPBS Valves	Air Bleed Valve	2003	24/11/2003	$6,808.31	$6,808.31	$613.53	$7,421.84	Indemnity	$3,826.34
Queenstown Lakes District Council	Queenstown Lakes District, Otago	10144084	10142627	217419	{7AE69CE2-C9B4-45F2-BCC0-7DCB1E4A6C66}	16 LLOYD DUNN AVENUE RD 2 WANAKA 9305	Aib-24	Sewerage	TPBS Valves	Air Bleed Valve	2008	04/11/2008	$6,808.31	$6,808.31	$613.53	$7,421.84	Reinstatement	$7,421.84
Queenstown Lakes District Council	Queenstown Lakes District, Otago	10144085	10142688	272683	{E156B2D6-04BB-4E99-9D4E-4711E3E006C8}	LAKEVIEW TERRACE RD 2 WANAKA 9382	Aib-24	Water Supply	TPBS Valves	Air Bleed Valve	2015	01/10/2015	$5,806.69	$5,806.69	$523.27	$6,329.96	Indemnity	$4,613.80
Queenstown Lakes District Council	Queenstown Lakes District, Otago	10144086	10142589	210536	{B307C4EC-CC6E-407E-9D6C-4861428A5998}	MIDDLESEX STREET ARROWTOWN 9302	Aib-24	Water Supply	Pumps	Pump			$3,289.35	$3,289.35	$296.42	$3,585.77	Indemnity	$289.76
Queenstown Lakes District Council	Queenstown Lakes District, Otago	10144087	10142619	250887	{89034D7D-5C5D-4987-9FB3-9F51E14509EE}	PENINSULA ROAD KELVIN HEIGHTS QUEENSTOWN 9300	Aib-24	Water Supply	TPBS Valves	Air Bleed Valve	2014	30/09/2014	$6,808.31	$6,808.31	$613.53	$7,421.84	Indemnity	$5,277.71
Queenstown Lakes District Council	Queenstown Lakes District, Otago	10144088	10142619	250886	{89034D7D-5C5D-4987-9FB3-9F51E14509EE}	PENINSULA ROAD KELVIN HEIGHTS QUEENSTOWN 9300	Aib-24	Water Supply	TPBS Valves	Air Bleed Valve	2014	30/09/2014	$6,808.31	$6,808.31	$613.53	$7,421.84	Indemnity	$5,277.71
Queenstown Lakes District Council	Queenstown Lakes District, Otago	10144089	10142664	250680	{8B7815F9-F066-4EF4-8660-1250182FF865}	49 FRANKTON ROAD QUEENSTOWN 9300	Aib-24	Water Supply	TPBS Valves	Isolating Valve	2014	02/03/2014	$3,125.92	$3,125.92	$281.69	$3,407.62	Indemnity	$2,423.17
Queenstown Lakes District Council	Queenstown Lakes District, Otago	10145436	10142560	210304	{651DED27-2CF7-4E8C-9EBE-4D1D6ADF66AA}	WILLOW PLACE	Aib-24	Sewerage	Pipework	Pipework	2009	01/09/2009	$0.00	$0.00	$0.00	$0.00	Indemnity	$0.00
Queenstown Lakes District Council	Queenstown Lakes District, Otago	10144091	10142664	250682	{8B7815F9-F066-4EF4-8660-1250182FF865}	49 FRANKTON ROAD QUEENSTOWN 9300	Aib-24	Water Supply	TPBS Valves	Isolating Valve	2014	02/03/2014	$3,125.92	$3,125.92	$281.69	$3,407.62	Indemnity	$2,423.17
Queenstown Lakes District Council	Queenstown Lakes District, Otago	10144092	10005514	3132	{EA915F74-A6A1-4E7C-A7A0-796A7D28CF2B}	GLENORCHY-QUEENSTOWN ROAD CLOSEBURN QUEENSTOWN 9371	Aib-24	Water Supply	TPBS Valves	Air Bleed Valve	2000	01/01/2000	$6,808.31	$6,808.31	$613.53	$7,421.84	Reinstatement	$7,421.84
Queenstown Lakes District Council	Queenstown Lakes District, Otago	10144093	10142627	79489	{7AE69CE2-C9B4-45F2-BCC0-7DCB1E4A6C66}	16 LLOYD DUNN AVENUE RD 2 WANAKA 9305	Aib-24	Sewerage	TPBS Valves	Air Bleed Valve	2008	04/11/2008	$6,808.31	$6,808.31	$613.53	$7,421.84	Reinstatement	$7,421.84
Queenstown Lakes District Council	Queenstown Lakes District, Otago	10144095	10142664	250693	{8B7815F9-F066-4EF4-8660-1250182FF865}	49 FRANKTON ROAD QUEENSTOWN 9300	Aib-24	Water Supply	TPBS Valves	Isolating Valve	2014	02/03/2014	$3,125.92	$3,125.92	$281.69	$3,407.62	Indemnity	$2,423.17
Queenstown Lakes District Council	Queenstown Lakes District, Otago	10144096	10142688	272686	{E156B2D6-04BB-4E99-9D4E-4711E3E006C8}	LAKEVIEW TERRACE RD 2 WANAKA 9382	Aib-24	Water Supply	TPBS Valves	Air Bleed Valve	2015	01/10/2015	$5,806.69	$5,806.69	$523.27	$6,329.96	Indemnity	$4,613.80
Queenstown Lakes District Council	Queenstown Lakes District, Otago	10145468	10142560	210311	{651DED27-2CF7-4E8C-9EBE-4D1D6ADF66AA}	WILLOW PLACE	Aib-24	Sewerage	Pipework	Pipework	2009	01/09/2009	$0.00	$0.00	$0.00	$0.00	Indemnity	$0.00
Queenstown Lakes District Council	Queenstown Lakes District, Otago	10144097	10142548	3420	{11D272C7-95C7-40F1-AB59-FC7B0216C5DD}	NORFOLK STREET	Aib-24	Sewerage	TPBS Valves	Air Bleed Valve	2001	01/01/2001	$6,808.31	$6,808.31	$613.53	$7,421.84	Indemnity	$3,734.23
Queenstown Lakes District Council	Queenstown Lakes District, Otago	10144098	10142627	215641	{7AE69CE2-C9B4-45F2-BCC0-7DCB1E4A6C66}	16 LLOYD DUNN AVENUE RD 2 WANAKA 9305	Aib-24	Sewerage	TPBS Valves	Air Bleed Valve	2009	04/05/2009	$6,808.31	$6,808.31	$613.53	$7,421.84	Reinstatement	$7,421.84
Queenstown Lakes District Council	Queenstown Lakes District, Otago	10144099	10142574	3374	{D1A87C22-9F13-4E01-99A9-9D546A1F1FC5}	126 ALISON AVENUE ALBERT TOWN WANAKA 9305	Aib-24	Sewerage	TPBS Valves	Isolating Valve	1989	01/01/1989	$3,125.92	$3,125.92	$281.69	$3,407.62	Indemnity	$1,169.07
Queenstown Lakes District Council	Queenstown Lakes District, Otago	10144100	10142619	210637	{89034D7D-5C5D-4987-9FB3-9F51E14509EE}	PENINSULA ROAD KELVIN HEIGHTS QUEENSTOWN 9300	Aib-24	Water Supply	TPBS Valves	Isolating Valve			$3,125.92	$3,125.92	$281.69	$3,407.62	Indemnity	$144.24
Queenstown Lakes District Council	Queenstown Lakes District, Otago	10145473	10142560	210331	{651DED27-2CF7-4E8C-9EBE-4D1D6ADF66AA}	WILLOW PLACE	Aib-24	Sewerage	Pipework	Pipework	2009	01/09/2009	$0.00	$0.00	$0.00	$0.00	Indemnity	$0.00
Queenstown Lakes District Council	Queenstown Lakes District, Otago	10144101	10142664	250688	{8B7815F9-F066-4EF4-8660-1250182FF865}	49 FRANKTON ROAD QUEENSTOWN 9300	Aib-24	Water Supply	TPBS Valves	Isolating Valve	2014	02/03/2014	$3,125.92	$3,125.92	$281.69	$3,407.62	Indemnity	$2,423.17
Queenstown Lakes District Council	Queenstown Lakes District, Otago	10145475	10142560	210286	{651DED27-2CF7-4E8C-9EBE-4D1D6ADF66AA}	WILLOW PLACE	Aib-24	Sewerage	TPBS Valves	Valve	2010	01/09/2010	$0.00	$0.00	$0.00	$0.00	Indemnity	$0.00
Queenstown Lakes District Council	Queenstown Lakes District, Otago	10145477	10142560	210284	{651DED27-2CF7-4E8C-9EBE-4D1D6ADF66AA}	WILLOW PLACE	Aib-24	Sewerage	TPBS Valves	Valve	2010	01/09/2010	$0.00	$0.00	$0.00	$0.00	Indemnity	$0.00
Queenstown Lakes District Council	Queenstown Lakes District, Otago	10144102	10142664	250689	{8B7815F9-F066-4EF4-8660-1250182FF865}	49 FRANKTON ROAD QUEENSTOWN 9300	Aib-24	Water Supply	TPBS Valves	Isolating Valve	2014	02/03/2014	$3,125.92	$3,125.92	$281.69	$3,407.62	Indemnity	$2,423.17
Queenstown Lakes District Council	Queenstown Lakes District, Otago	10144103	10142613	217501	{A8583AED-3506-4687-84A0-9DB24649ADD6}	WANAKA-MOUNT ASPIRING ROAD WANAKA 9382	Aib-24	Water Supply	Electrical Equipment	Alarm System	2013	01/10/2013	$38,649.29	$38,649.29	$3,482.90	$42,132.19	Indemnity	$5,761.62
Queenstown Lakes District Council	Queenstown Lakes District, Otago	10144104	10142604	210848	{14EF4B20-0465-4DBA-8FFE-97C7DBFF07C5}	DOMAIN ROAD RD 2 WANAKA 9382	Aib-24	Sewerage	TPBS Valves	Isolating Valve			$2,540.03	$2,540.03	$228.90	$2,768.92	Indemnity	$789.46
Queenstown Lakes District Council	Queenstown Lakes District, Otago	10144105	10142627	79690	{7AE69CE2-C9B4-45F2-BCC0-7DCB1E4A6C66}	16 LLOYD DUNN AVENUE RD 2 WANAKA 9305	Aib-24	Sewerage	Electrical Equipment	Autosampler	2008	04/11/2008	$48,901.36	$48,901.36	$4,406.77	$53,308.13	Reinstatement	$53,308.13
Queenstown Lakes District Council	Queenstown Lakes District, Otago	10144106	10142876	211082	{4566FF46-0962-4B49-ADCE-972A1DB7736F}	#N/A	Aib-24	Sewerage	Miscellaneous	IT Hardware	2010	28/09/2010	$4,637.92	$4,637.92	$417.95	$5,055.87	Indemnity	$1,348.22
Queenstown Lakes District Council	Queenstown Lakes District, Otago	10144107	10142876	211073	{4566FF46-0962-4B49-ADCE-972A1DB7736F}	#N/A	Aib-24	Sewerage	Miscellaneous	IT Hardware	2010	10/08/2010	$4,637.92	$4,637.92	$417.95	$5,055.87	Indemnity	$1,348.22
Queenstown Lakes District Council	Queenstown Lakes District, Otago	10144108	10142876	211085	{4566FF46-0962-4B49-ADCE-972A1DB7736F}	#N/A	Aib-24	Sewerage	Miscellaneous	IT Hardware	2010	28/09/2010	$4,637.92	$4,637.92	$417.95	$5,055.87	Indemnity	$1,348.22
Queenstown Lakes District Council	Queenstown Lakes District, Otago	10144109	10142876	211088	{4566FF46-0962-4B49-ADCE-972A1DB7736F}	#N/A	Aib-24	Sewerage	Miscellaneous	IT Hardware	2010	28/09/2010	$4,637.92	$4,637.92	$417.95	$5,055.87	Indemnity	$1,348.22
Queenstown Lakes District Council	Queenstown Lakes District, Otago	10144110	10142608	263603	{EC813BBC-0598-4A04-85B0-910A34B3C69A}	4 SHOTOVER DELTA ROAD LOWER SHOTOVER QUEENSTOWN 9304	Aib-24	Sewerage	Miscellaneous	Bin Skip	2014	12/12/2014	$2,529.78	$2,529.78	$227.97	$2,757.75	Reinstatement	$2,757.75
Queenstown Lakes District Council	Queenstown Lakes District, Otago	10144134	10142608	229556	{EC813BBC-0598-4A04-85B0-910A34B3C69A}	4 SHOTOVER DELTA ROAD LOWER SHOTOVER QUEENSTOWN 9304	Aib-24	Sewerage	Structures	Balance Tank			$8,121.81	$8,121.81	$731.90	$8,853.71	Reinstatement	$8,853.71
Queenstown Lakes District Council	Queenstown Lakes District, Otago	10144135	10005509	217467	{8676A526-81E3-4CA9-ABD2-75193281F4D3}	903A LAKE HAYES-ARROW JUNCTION HIGHWAY RD 1 QUEENSTOWN 9371	Aib-24	Water Supply	Electrical Equipment	Level Control	2003	01/01/2003	$41,018.50	$41,018.50	$3,696.40	$44,714.90	Reinstatement	$44,714.90
Queenstown Lakes District Council	Queenstown Lakes District, Otago	10145490	10142560	210282	{651DED27-2CF7-4E8C-9EBE-4D1D6ADF66AA}	WILLOW PLACE	Aib-24	Sewerage	TPBS Valves	Valve	2010	01/09/2010	$0.00	$0.00	$0.00	$0.00	Indemnity	$0.00
Queenstown Lakes District Council	Queenstown Lakes District, Otago	10144136	10005510	211015	{B74C0D24-06EC-4EDC-8E19-B118A11D4AFD}	13 CROWS NEST ROAD ARTHURS POINT QUEENSTOWN 9371	Aib-24	Water Supply	TPBS Valves	Valve			$2,148.86	$2,148.86	$193.65	$2,342.51	Reinstatement	$2,342.51
Queenstown Lakes District Council	Queenstown Lakes District, Otago	10144137	10142589	79875	{B307C4EC-CC6E-407E-9D6C-4861428A5998}	MIDDLESEX STREET ARROWTOWN 9302	Aib-24	Water Supply	Lift System	Lifting Beam			$50,595.45	$50,595.45	$4,559.43	$55,154.88	Indemnity	$30,525.70
Queenstown Lakes District Council	Queenstown Lakes District, Otago	10144138	10142600	79893	{EA00FD14-D04D-4FB9-A0BA-93E642E8E429}	PENINSULA ROAD KELVIN HEIGHTS QUEENSTOWN 9300	Aib-24	Water Supply	Lift System	Lifting Beam			$50,595.45	$50,595.45	$4,559.43	$55,154.88	Indemnity	$2,334.58
Queenstown Lakes District Council	Queenstown Lakes District, Otago	10145446	10142560	210315	{651DED27-2CF7-4E8C-9EBE-4D1D6ADF66AA}	WILLOW PLACE	Aib-24	Sewerage	Pipework	Pipework	2009	01/09/2009	$0.00	$0.00	$0.00	$0.00	Indemnity	$0.00
Queenstown Lakes District Council	Queenstown Lakes District, Otago	10144139	10142627	79513	{7AE69CE2-C9B4-45F2-BCC0-7DCB1E4A6C66}	16 LLOYD DUNN AVENUE RD 2 WANAKA 9305	Aib-24	Sewerage	TPBS Valves	Valve	2008	04/11/2008	$391.14	$391.14	$35.25	$426.39	Reinstatement	$426.39
Queenstown Lakes District Council	Queenstown Lakes District, Otago	10144140	10142609	3189	{E418C03F-E51F-4F64-BCDB-3076A1CA7AD1}	#N/A	Aib-24	Water Supply	Miscellaneous	Lightening Arrester	1998	01/01/1998	$33,027.58	$33,027.58	$2,976.29	$36,003.88	Indemnity	$2,285.94
Queenstown Lakes District Council	Queenstown Lakes District, Otago	10144141	10142547	206854	{AEADAC2C-9FD2-4F50-B20B-CCB6EF8C23A7}	1125 MALAGHANS ROAD RD 1 QUEENSTOWN 9371	Aib-24	Sewerage	Misc	Camlock Coupling	2011	04/11/2011	$3,542.26	$3,542.26	$319.21	$3,861.47	Indemnity	$2,418.27
Queenstown Lakes District Council	Queenstown Lakes District, Otago	10144143	10142619	245901	{89034D7D-5C5D-4987-9FB3-9F51E14509EE}	PENINSULA ROAD KELVIN HEIGHTS QUEENSTOWN 9300	Aib-24	Water Supply	Electrical Equipment	Chlorine Analyser	2013	01/10/2013	$37,371.70	$37,371.70	$3,367.77	$40,739.47	Indemnity	$9,656.68
Queenstown Lakes District Council	Queenstown Lakes District, Otago	10144144	10142611	245962	{6AB85459-F98F-4B45-BF58-32E06558AD54}	KIRIMOKO CRESCENT WANAKA 9305	Aib-24	Water Supply	Electrical Equipment	Chlorine Analyser	2013	01/10/2013	$37,371.70	$37,371.70	$3,367.77	$40,739.47	Indemnity	$9,656.68
Queenstown Lakes District Council	Queenstown Lakes District, Otago	10144145	10142618	241018	{96F6CEAE-D7DD-480B-B9D7-E0E01956C4B0}	HOWARDS DRIVE LAKE HAYES QUEENSTOWN 9304	Aib-24	Water Supply	Electrical Equipment	Chlorine Analyser	2013	01/01/2013	$37,371.70	$37,371.70	$3,367.77	$40,739.47	Indemnity	$9,656.68
Queenstown Lakes District Council	Queenstown Lakes District, Otago	10144146	10142618	3303	{96F6CEAE-D7DD-480B-B9D7-E0E01956C4B0}	HOWARDS DRIVE LAKE HAYES QUEENSTOWN 9304	Aib-24	Water Supply	Electrical Equipment	Chlorine Analyser	2006	01/01/2006	$50,308.06	$50,308.06	$4,533.53	$54,841.59	Indemnity	$4,874.76
Queenstown Lakes District Council	Queenstown Lakes District, Otago	10144147	10142613	245822	{A8583AED-3506-4687-84A0-9DB24649ADD6}	WANAKA-MOUNT ASPIRING ROAD WANAKA 9382	Aib-24	Water Supply	Electrical Equipment	Chlorine Analyser	2013	01/10/2013	$37,371.70	$37,371.70	$3,367.77	$40,739.47	Indemnity	$9,656.68
Queenstown Lakes District Council	Queenstown Lakes District, Otago	10144148	10142611	245961	{6AB85459-F98F-4B45-BF58-32E06558AD54}	KIRIMOKO CRESCENT WANAKA 9305	Aib-24	Water Supply	Electrical Equipment	Chlorine Analyser	2013	01/10/2013	$37,371.70	$37,371.70	$3,367.77	$40,739.47	Indemnity	$9,656.68
Queenstown Lakes District Council	Queenstown Lakes District, Otago	10144149	10142619	245902	{89034D7D-5C5D-4987-9FB3-9F51E14509EE}	PENINSULA ROAD KELVIN HEIGHTS QUEENSTOWN 9300	Aib-24	Water Supply	Electrical Equipment	Chlorine Analyser	2013	01/10/2013	$37,371.70	$37,371.70	$3,367.77	$40,739.47	Indemnity	$9,656.68
Queenstown Lakes District Council	Queenstown Lakes District, Otago	10144150	10142613	245823	{A8583AED-3506-4687-84A0-9DB24649ADD6}	WANAKA-MOUNT ASPIRING ROAD WANAKA 9382	Aib-24	Water Supply	Electrical Equipment	Chlorine Analyser	2013	01/10/2013	$37,371.70	$37,371.70	$3,367.77	$40,739.47	Indemnity	$9,656.68
Queenstown Lakes District Council	Queenstown Lakes District, Otago	10144151	10142577	217386	{9936C7C0-C45B-4D68-A288-0AB32482126A}	LAKESIDE ROAD	Aib-24	Sewerage	Misc	Chain Block	1974	01/01/1974	$2,389.23	$2,389.23	$215.31	$2,604.54	Indemnity	$89.04
Queenstown Lakes District Council	Queenstown Lakes District, Otago	10144152	10142597	79915	{E53D3297-9713-4766-9806-99D9683A4DF7}	MANCHESTER PLACE QUEENSTOWN 9300	Aib-24	Water Supply	Misc	Chain Block			$2,389.23	$2,389.23	$215.31	$2,604.54	Indemnity	$385.85
Queenstown Lakes District Council	Queenstown Lakes District, Otago	10144153	10142555	241404	{2DFD307F-1398-4BAD-B18C-CAA015831C1E}	LAKE HAYES-ARROW JUNCTION HIGHWAY RD 1 QUEENSTOWN 9371	Aib-24	Sewerage	Conduits & Cabling	Cabling	2002	01/01/2002	$13,363.94	$13,363.94	$1,204.30	$14,568.24	Indemnity	$1,079.12
Queenstown Lakes District Council	Queenstown Lakes District, Otago	10144154	10142557	241406	{D3892861-1F27-4A7F-9D74-390EED74B048}	WIDGEON PLACE LAKE HAYES QUEENSTOWN 9304	Aib-24	Sewerage	Conduits & Cabling	Cabling	2002	01/01/2002	$13,363.94	$13,363.94	$1,204.30	$14,568.24	Indemnity	$1,079.12
Queenstown Lakes District Council	Queenstown Lakes District, Otago	10144155	10142556	241405	{3C7CA281-8ECC-4971-9058-5ADF78A6E14C}	LAKE HAYES-ARROW JUNCTION HIGHWAY RD 1 QUEENSTOWN 9371	Aib-24	Sewerage	Conduits & Cabling	Cabling	2002	01/01/2002	$13,363.94	$13,363.94	$1,204.30	$14,568.24	Indemnity	$1,079.12
Queenstown Lakes District Council	Queenstown Lakes District, Otago	10144157	10142601	2963	{8B5EA8A0-1142-4E33-8F12-0992C807F3CD}	LAKE ESPLANADE QUEENSTOWN 9300	Aib-24	Water Supply	Conduits & Cabling	Cabling	1976	01/01/1976	$13,363.94	$13,363.94	$1,204.30	$14,568.24	Indemnity	$2,589.89
Queenstown Lakes District Council	Queenstown Lakes District, Otago	10144158	10142596	3062	{67ACA9CD-4BAF-4091-A481-F42CA9112221}	11A PANNERS WAY QUEENSTOWN 9300	Aib-24	Water Supply	Conduits & Cabling	Cabling	1988	01/01/1988	$13,363.94	$13,363.94	$1,204.30	$14,568.24	Indemnity	$4,153.59
Queenstown Lakes District Council	Queenstown Lakes District, Otago	10144159	10142635	209972	{948DF4DA-5250-428E-90B7-018D9982AB8A}	19 ELLEN JOHNSON TERRACE RD 1 QUEENSTOWN 9371	Aib-24	Sewerage	Conduits & Cabling	Cabling	2007	01/01/2007	$13,363.94	$13,363.94	$1,204.30	$14,568.24	Indemnity	$3,378.11
Queenstown Lakes District Council	Queenstown Lakes District, Otago	10144160	10142633	209895	{F398540C-F3A3-4699-A985-1C1FF1022601}	28 STRAINS ROAD RD 1 QUEENSTOWN 9371	Aib-24	Sewerage	Conduits & Cabling	Cabling	2007	01/01/2007	$13,363.94	$13,363.94	$1,204.30	$14,568.24	Indemnity	$3,378.11
Queenstown Lakes District Council	Queenstown Lakes District, Otago	10144161	10142550	3618	{2CEA9B91-0AA3-4502-AA03-C55553D661BB}	7 RUTHERFORD ROAD RD 1 QUEENSTOWN 9371	Aib-24	Sewerage	Conduits & Cabling	Cabling	2002	01/01/2002	$13,363.94	$13,363.94	$1,204.30	$14,568.24	Indemnity	$2,774.88
Queenstown Lakes District Council	Queenstown Lakes District, Otago	10144162	10142634	209930	{3F54E71F-EAD9-4A6F-B04D-907BB9BDE28F}	28 STRAINS ROAD RD 1 QUEENSTOWN 9371	Aib-24	Sewerage	Conduits & Cabling	Cabling	2007	01/01/2007	$13,363.94	$13,363.94	$1,204.30	$14,568.24	Indemnity	$3,378.11
Queenstown Lakes District Council	Queenstown Lakes District, Otago	10144163	10142553	3569	{6032F183-CDD0-4AB4-AC42-817A7DEF3634}	59 ARROWTOWN-LAKE HAYES ROAD RD 1 QUEENSTOWN 9371	Aib-24	Sewerage	Conduits & Cabling	Cabling	2002	01/01/2002	$13,363.94	$13,363.94	$1,204.30	$14,568.24	Indemnity	$2,774.88
Queenstown Lakes District Council	Queenstown Lakes District, Otago	10144164	10142608	79232	{EC813BBC-0598-4A04-85B0-910A34B3C69A}	4 SHOTOVER DELTA ROAD LOWER SHOTOVER QUEENSTOWN 9304	Aib-24	Sewerage	Conduits & Cabling	Cabling			$13,363.94	$13,363.94	$1,204.30	$14,568.24	Reinstatement	$14,568.24
Queenstown Lakes District Council	Queenstown Lakes District, Otago	10144165	10142688	272687	{E156B2D6-04BB-4E99-9D4E-4711E3E006C8}	LAKEVIEW TERRACE RD 2 WANAKA 9382	Aib-24	Water Supply	Conduits & Cabling	Cabling	2015	01/10/2015	$165,038.98	$165,038.98	$14,872.55	$179,911.53	Indemnity	$131,134.35
Queenstown Lakes District Council	Queenstown Lakes District, Otago	10144166	10142604	3813	{14EF4B20-0465-4DBA-8FFE-97C7DBFF07C5}	DOMAIN ROAD RD 2 WANAKA 9382	Aib-24	Sewerage	Conduits & Cabling	Cabling	2003	01/01/2003	$13,363.94	$13,363.94	$1,204.30	$14,568.24	Indemnity	$2,877.65
Queenstown Lakes District Council	Queenstown Lakes District, Otago	10144167	10142551	3557	{64B4E173-F898-487D-9E81-9C96C8087249}	ARROWTOWN-LAKE HAYES ROAD RD 1 QUEENSTOWN 9371	Aib-24	Sewerage	Conduits & Cabling	Cabling	2002	01/01/2002	$13,363.94	$13,363.94	$1,204.30	$14,568.24	Indemnity	$2,774.88
Queenstown Lakes District Council	Queenstown Lakes District, Otago	10144168	10142618	217469	{96F6CEAE-D7DD-480B-B9D7-E0E01956C4B0}	HOWARDS DRIVE LAKE HAYES QUEENSTOWN 9304	Aib-24	Water Supply	Chlorinator	Chlorine Doser	2006	01/01/2006	$26,000.43	$26,000.43	$2,343.04	$28,343.47	Indemnity	$2,519.40
Queenstown Lakes District Council	Queenstown Lakes District, Otago	10144169	10142612	3330	{DDCEFCDD-2583-405A-963C-820BA4D54166}	PLANTATION ROAD WANAKA 9305	Aib-24	Water Supply	Chlorinator	Chlorine Doser	2002	01/01/2002	$26,000.43	$26,000.43	$2,343.04	$28,343.47	Indemnity	$2,099.50
Queenstown Lakes District Council	Queenstown Lakes District, Otago	10144170	10142617	3184	{3E7D5FBC-2AE8-4E99-82F0-A69E66E4E8A7}	13 CROWS NEST ROAD ARTHURS POINT QUEENSTOWN 9371	Aib-24	Water Supply	Chlorinator	Chlorine Doser	1988	01/01/1988	$26,000.43	$26,000.43	$2,343.04	$28,343.47	Indemnity	$1,326.00
Queenstown Lakes District Council	Queenstown Lakes District, Otago	10144171	10142618	241021	{96F6CEAE-D7DD-480B-B9D7-E0E01956C4B0}	HOWARDS DRIVE LAKE HAYES QUEENSTOWN 9304	Aib-24	Water Supply	Chlorinator	Chlorine Doser	2013	01/01/2013	$26,000.43	$26,000.43	$2,343.04	$28,343.47	Indemnity	$6,718.39
Queenstown Lakes District Council	Queenstown Lakes District, Otago	10144172	10142612	3331	{DDCEFCDD-2583-405A-963C-820BA4D54166}	PLANTATION ROAD WANAKA 9305	Aib-24	Water Supply	Chlorinator	Chlorine Doser	2002	01/01/2002	$26,000.43	$26,000.43	$2,343.04	$28,343.47	Indemnity	$2,099.50
Queenstown Lakes District Council	Queenstown Lakes District, Otago	10144173	10142619	3204	{89034D7D-5C5D-4987-9FB3-9F51E14509EE}	PENINSULA ROAD KELVIN HEIGHTS QUEENSTOWN 9300	Aib-24	Water Supply	Chlorinator	Chlorine Doser	2003	01/01/2003	$26,000.43	$26,000.43	$2,343.04	$28,343.47	Indemnity	$2,190.78
Queenstown Lakes District Council	Queenstown Lakes District, Otago	10144174	10142688	272688	{E156B2D6-04BB-4E99-9D4E-4711E3E006C8}	LAKEVIEW TERRACE RD 2 WANAKA 9382	Aib-24	Water Supply	Chlorinator	Chlorine Doser	2015	01/10/2015	$1,433.54	$1,433.54	$129.18	$1,562.73	Indemnity	$555.63
Queenstown Lakes District Council	Queenstown Lakes District, Otago	10144175	10142610	3201	{7F1A6410-C3B4-40D2-BE28-63D256777D52}	MAKARORA-LAKE HAWEA ROAD MAKARORA WANAKA 9382	Aib-24	Water Supply	Chlorinator	Chlorine Doser	2003	01/01/2003	$26,000.43	$26,000.43	$2,343.04	$28,343.47	Indemnity	$2,190.78
Queenstown Lakes District Council	Queenstown Lakes District, Otago	10144176	10142612	217495	{DDCEFCDD-2583-405A-963C-820BA4D54166}	PLANTATION ROAD WANAKA 9305	Aib-24	Water Supply	Chlorinator	Chlorine Doser			$26,000.43	$26,000.43	$2,343.04	$28,343.47	Indemnity	$1,259.70
Queenstown Lakes District Council	Queenstown Lakes District, Otago	10144177	10142612	4077	{DDCEFCDD-2583-405A-963C-820BA4D54166}	PLANTATION ROAD WANAKA 9305	Aib-24	Water Supply	Miscellaneous	Chlorine Inlet Chamb	1986	01/01/1986	$6,043.35	$6,043.35	$544.60	$6,587.94	Indemnity	$292.79
Queenstown Lakes District Council	Queenstown Lakes District, Otago	10144178	10142611	3354	{6AB85459-F98F-4B45-BF58-32E06558AD54}	KIRIMOKO CRESCENT WANAKA 9305	Aib-24	Water Supply	Electrical Equipment	Chlorine Leak Detect	2003	01/01/2003	$3,864.93	$3,864.93	$348.29	$4,213.21	Indemnity	$325.66
Queenstown Lakes District Council	Queenstown Lakes District, Otago	10144179	10142620	3316	{06781CC6-B1E9-4E63-B20E-69131BD675AB}	GLENORCHY-QUEENSTOWN ROAD CLOSEBURN QUEENSTOWN 9371	Aib-24	Water Supply	Electrical Equipment	Chlorine Leak Detect	2002	01/01/2002	$3,864.93	$3,864.93	$348.29	$4,213.21	Indemnity	$312.09
Queenstown Lakes District Council	Queenstown Lakes District, Otago	10144180	10142611	3353	{6AB85459-F98F-4B45-BF58-32E06558AD54}	KIRIMOKO CRESCENT WANAKA 9305	Aib-24	Water Supply	Electrical Equipment	Chlorine Leak Detect	2003	01/01/2003	$3,864.93	$3,864.93	$348.29	$4,213.21	Indemnity	$325.66
Queenstown Lakes District Council	Queenstown Lakes District, Otago	10144181	10142619	210628	{89034D7D-5C5D-4987-9FB3-9F51E14509EE}	PENINSULA ROAD KELVIN HEIGHTS QUEENSTOWN 9300	Aib-24	Water Supply	Electrical Equipment	Chlorine Sensor	2013	01/10/2013	$2,951.40	$2,951.40	$265.97	$3,217.37	Indemnity	$1,601.52
Queenstown Lakes District Council	Queenstown Lakes District, Otago	10144182	10142613	245829	{A8583AED-3506-4687-84A0-9DB24649ADD6}	WANAKA-MOUNT ASPIRING ROAD WANAKA 9382	Aib-24	Water Supply	Electrical Equipment	Chlorine Sensor	2013	01/10/2013	$2,951.40	$2,951.40	$265.97	$3,217.37	Indemnity	$1,286.94
Queenstown Lakes District Council	Queenstown Lakes District, Otago	10144183	10142613	245828	{A8583AED-3506-4687-84A0-9DB24649ADD6}	WANAKA-MOUNT ASPIRING ROAD WANAKA 9382	Aib-24	Water Supply	Electrical Equipment	Chlorine Sensor	2013	01/10/2013	$2,951.40	$2,951.40	$265.97	$3,217.37	Indemnity	$1,286.94
Queenstown Lakes District Council	Queenstown Lakes District, Otago	10144184	10142613	210092	{A8583AED-3506-4687-84A0-9DB24649ADD6}	WANAKA-MOUNT ASPIRING ROAD WANAKA 9382	Aib-24	Water Supply	Structures	Chamber			$5,660.95	$5,660.95	$510.14	$6,171.09	Indemnity	$3,274.84
Queenstown Lakes District Council	Queenstown Lakes District, Otago	10144185	10142608	210928	{EC813BBC-0598-4A04-85B0-910A34B3C69A}	4 SHOTOVER DELTA ROAD LOWER SHOTOVER QUEENSTOWN 9304	Aib-24	Sewerage	Structures	Chamber			$5,660.95	$5,660.95	$510.14	$6,171.09	Reinstatement	$6,171.09
Queenstown Lakes District Council	Queenstown Lakes District, Otago	10144186	10115350	227575	{B7214F29-F8F6-49EE-BF1D-F3E3B5DC9FDF}	MIDDLESEX STREET ARROWTOWN 9302	Aib-24	Water Supply	Structures	Chamber	2012	03/02/2012	$5,660.95	$5,660.95	$510.14	$6,171.09	Reinstatement	$6,171.09
Queenstown Lakes District Council	Queenstown Lakes District, Otago	10144187	10115350	227577	{B7214F29-F8F6-49EE-BF1D-F3E3B5DC9FDF}	MIDDLESEX STREET ARROWTOWN 9302	Aib-24	Water Supply	Structures	Chamber	2012	03/02/2012	$5,660.95	$5,660.95	$510.14	$6,171.09	Reinstatement	$6,171.09
Queenstown Lakes District Council	Queenstown Lakes District, Otago	10144188	10115350	227576	{B7214F29-F8F6-49EE-BF1D-F3E3B5DC9FDF}	MIDDLESEX STREET ARROWTOWN 9302	Aib-24	Water Supply	Structures	Chamber	2012	03/02/2012	$5,660.95	$5,660.95	$510.14	$6,171.09	Reinstatement	$6,171.09
Queenstown Lakes District Council	Queenstown Lakes District, Otago	10144189	10142608	210932	{EC813BBC-0598-4A04-85B0-910A34B3C69A}	4 SHOTOVER DELTA ROAD LOWER SHOTOVER QUEENSTOWN 9304	Aib-24	Sewerage	Structures	Chamber			$5,660.95	$5,660.95	$510.14	$6,171.09	Reinstatement	$6,171.09
Queenstown Lakes District Council	Queenstown Lakes District, Otago	10144190	10005510	211011	{B74C0D24-06EC-4EDC-8E19-B118A11D4AFD}	13 CROWS NEST ROAD ARTHURS POINT QUEENSTOWN 9371	Aib-24	Water Supply	Structures	Chamber			$5,660.95	$5,660.95	$510.14	$6,171.09	Reinstatement	$6,171.09
Queenstown Lakes District Council	Queenstown Lakes District, Otago	10144191	10115350	227574	{B7214F29-F8F6-49EE-BF1D-F3E3B5DC9FDF}	MIDDLESEX STREET ARROWTOWN 9302	Aib-24	Water Supply	Structures	Chamber	2012	03/02/2012	$5,660.95	$5,660.95	$510.14	$6,171.09	Reinstatement	$6,171.09
Queenstown Lakes District Council	Queenstown Lakes District, Otago	10144192	10115350	227578	{B7214F29-F8F6-49EE-BF1D-F3E3B5DC9FDF}	MIDDLESEX STREET ARROWTOWN 9302	Aib-24	Water Supply	Structures	Chamber	2012	03/02/2012	$5,660.95	$5,660.95	$510.14	$6,171.09	Reinstatement	$6,171.09
Queenstown Lakes District Council	Queenstown Lakes District, Otago	10144193	10115350	227579	{B7214F29-F8F6-49EE-BF1D-F3E3B5DC9FDF}	MIDDLESEX STREET ARROWTOWN 9302	Aib-24	Water Supply	Structures	Chamber	2012	03/02/2012	$5,660.95	$5,660.95	$510.14	$6,171.09	Reinstatement	$6,171.09
Queenstown Lakes District Council	Queenstown Lakes District, Otago	10144194	10142641	221392	{F64CD052-0457-4E83-935B-E5DF01601346}	1128 WANAKA-MOUNT ASPIRING ROAD GLENDHU BAY WANAKA 9382	Aib-24	Water Supply	Structures	Chamber Lid	2010	29/11/2010	$1,257.87	$1,257.87	$113.35	$1,371.22	Indemnity	$406.28
Queenstown Lakes District Council	Queenstown Lakes District, Otago	10145580	10142560	210288	{651DED27-2CF7-4E8C-9EBE-4D1D6ADF66AA}	WILLOW PLACE	Aib-24	Sewerage	TPBS Valves	Valve	2010	01/09/2010	$0.00	$0.00	$0.00	$0.00	Indemnity	$0.00
Queenstown Lakes District Council	Queenstown Lakes District, Otago	10144195	10143002	216857	{465BBA9D-A72B-4141-95A1-6042907D1F05}	224 MCDONNELL ROAD RD 1 QUEENSTOWN 9371	Aib-24	Sewerage	Structures	Chamber Lid			$1,257.87	$1,257.87	$113.35	$1,371.22	Indemnity	$873.21
Queenstown Lakes District Council	Queenstown Lakes District, Otago	10144197	10142688	272692	{E156B2D6-04BB-4E99-9D4E-4711E3E006C8}	LAKEVIEW TERRACE RD 2 WANAKA 9382	Aib-24	Water Supply	Structures	Chamber Lid	2015	01/10/2015	$3,144.65	$3,144.65	$283.38	$3,428.03	Indemnity	$1,675.91
Queenstown Lakes District Council	Queenstown Lakes District, Otago	10144198	10142641	221391	{F64CD052-0457-4E83-935B-E5DF01601346}	1128 WANAKA-MOUNT ASPIRING ROAD GLENDHU BAY WANAKA 9382	Aib-24	Water Supply	Structures	Chamber Lid	2010	29/11/2010	$1,257.87	$1,257.87	$113.35	$1,371.22	Indemnity	$406.28
Queenstown Lakes District Council	Queenstown Lakes District, Otago	10144199	10142548	216944	{11D272C7-95C7-40F1-AB59-FC7B0216C5DD}	NORFOLK STREET	Aib-24	Sewerage	Structures	Chamber Lid	1994	01/01/1994	$1,257.87	$1,257.87	$113.35	$1,371.22	Indemnity	$761.78
Queenstown Lakes District Council	Queenstown Lakes District, Otago	10144200	10142643	240590	{6772A231-EDB6-427F-A65D-04E54E1F5C40}	14 WANAKA-LUGGATE HIGHWAY RD 2 WANAKA 9382	Aib-24	Water Supply	Structures	Chamber Lid	2013	01/06/2013	$1,257.87	$1,257.87	$113.35	$1,371.22	Indemnity	$580.40
Queenstown Lakes District Council	Queenstown Lakes District, Otago	10144201	10142688	272691	{E156B2D6-04BB-4E99-9D4E-4711E3E006C8}	LAKEVIEW TERRACE RD 2 WANAKA 9382	Aib-24	Water Supply	Structures	Chamber Lid	2015	01/10/2015	$3,144.65	$3,144.65	$283.38	$3,428.03	Indemnity	$1,675.91
Queenstown Lakes District Council	Queenstown Lakes District, Otago	10144202	10142639	217402	{AF4FF693-BC8F-4063-A66B-BEF6C5395D18}	WAN-LUGG HWY	Aib-24	Sewerage	Structures	Chamber Lid	2005	10/11/2005	$1,257.87	$1,257.87	$113.35	$1,371.22	Indemnity	$943.16
Queenstown Lakes District Council	Queenstown Lakes District, Otago	10144203	10142688	272696	{E156B2D6-04BB-4E99-9D4E-4711E3E006C8}	LAKEVIEW TERRACE RD 2 WANAKA 9382	Aib-24	Water Supply	Structures	Chamber Lid	2015	01/10/2015	$3,144.65	$3,144.65	$283.38	$3,428.03	Indemnity	$1,675.91
Queenstown Lakes District Council	Queenstown Lakes District, Otago	10144204	10142688	272690	{E156B2D6-04BB-4E99-9D4E-4711E3E006C8}	LAKEVIEW TERRACE RD 2 WANAKA 9382	Aib-24	Water Supply	Structures	Chamber Lid	2015	01/10/2015	$3,144.65	$3,144.65	$283.38	$3,428.03	Indemnity	$1,675.91
Queenstown Lakes District Council	Queenstown Lakes District, Otago	10144205	10142580	217372	{CBD06528-72E0-4678-BC4A-93B207D1B10E}	163 ARDMORE STREET WANAKA 9305	Aib-24	Sewerage	Structures	Chamber Lid	1974	01/01/1974	$1,257.87	$1,257.87	$113.35	$1,371.22	Reinstatement	$1,371.22
Queenstown Lakes District Council	Queenstown Lakes District, Otago	10144206	10142570	231361	{283346DB-8540-479B-98EA-91BF99CFB657}	HAWEA ESPLANADE	Aib-24	Sewerage	Structures	Chamber Lid	2012	01/06/2012	$1,257.87	$1,257.87	$113.35	$1,371.22	Indemnity	$1,044.73
Queenstown Lakes District Council	Queenstown Lakes District, Otago	10144207	10142688	272693	{E156B2D6-04BB-4E99-9D4E-4711E3E006C8}	LAKEVIEW TERRACE RD 2 WANAKA 9382	Aib-24	Water Supply	Structures	Chamber Lid	2015	01/10/2015	$3,144.65	$3,144.65	$283.38	$3,428.03	Indemnity	$1,675.91
Queenstown Lakes District Council	Queenstown Lakes District, Otago	10144208	10142688	272689	{E156B2D6-04BB-4E99-9D4E-4711E3E006C8}	LAKEVIEW TERRACE RD 2 WANAKA 9382	Aib-24	Water Supply	Structures	Chamber Lid	2015	01/10/2015	$3,144.65	$3,144.65	$283.38	$3,428.03	Indemnity	$1,675.91
Queenstown Lakes District Council	Queenstown Lakes District, Otago	10144209	10142688	272697	{E156B2D6-04BB-4E99-9D4E-4711E3E006C8}	LAKEVIEW TERRACE RD 2 WANAKA 9382	Aib-24	Water Supply	Structures	Chamber Lid	2015	01/10/2015	$6,080.25	$6,080.25	$547.92	$6,628.17	Indemnity	$3,240.41
Queenstown Lakes District Council	Queenstown Lakes District, Otago	10144210	10142688	272695	{E156B2D6-04BB-4E99-9D4E-4711E3E006C8}	LAKEVIEW TERRACE RD 2 WANAKA 9382	Aib-24	Water Supply	Structures	Chamber Lid	2015	01/10/2015	$3,144.65	$3,144.65	$283.38	$3,428.03	Indemnity	$1,675.91
Queenstown Lakes District Council	Queenstown Lakes District, Otago	10144211	10142637	210875	{8F07E1B9-9906-497F-97AE-1A5275B5D8FC}	707 WANAKA-LUGGATE HIGHWAY RD 2 WANAKA 9382	Aib-24	Water Supply	Structures	Chamber Lid			$1,257.87	$1,257.87	$113.35	$1,371.22	Indemnity	$232.16
Queenstown Lakes District Council	Queenstown Lakes District, Otago	10144212	10142580	217371	{CBD06528-72E0-4678-BC4A-93B207D1B10E}	163 ARDMORE STREET WANAKA 9305	Aib-24	Sewerage	Structures	Chamber Lid	1974	01/01/1974	$1,257.87	$1,257.87	$113.35	$1,371.22	Reinstatement	$1,371.22
Queenstown Lakes District Council	Queenstown Lakes District, Otago	10144213	10142639	217403	{AF4FF693-BC8F-4063-A66B-BEF6C5395D18}	WAN-LUGG HWY	Aib-24	Sewerage	Structures	Chamber Lid	2005	10/11/2005	$1,257.87	$1,257.87	$113.35	$1,371.22	Indemnity	$943.16
Queenstown Lakes District Council	Queenstown Lakes District, Otago	10144214	10142637	210876	{8F07E1B9-9906-497F-97AE-1A5275B5D8FC}	707 WANAKA-LUGGATE HIGHWAY RD 2 WANAKA 9382	Aib-24	Water Supply	Structures	Chamber Lid			$1,257.87	$1,257.87	$113.35	$1,371.22	Indemnity	$232.16
Queenstown Lakes District Council	Queenstown Lakes District, Otago	10144215	10142639	217401	{AF4FF693-BC8F-4063-A66B-BEF6C5395D18}	WAN-LUGG HWY	Aib-24	Sewerage	Structures	Chamber Lid	2005	10/11/2005	$1,257.87	$1,257.87	$113.35	$1,371.22	Indemnity	$943.16
Queenstown Lakes District Council	Queenstown Lakes District, Otago	10144216	10142639	217404	{AF4FF693-BC8F-4063-A66B-BEF6C5395D18}	WAN-LUGG HWY	Aib-24	Sewerage	Structures	Chamber Lid	2005	10/11/2005	$1,257.87	$1,257.87	$113.35	$1,371.22	Indemnity	$943.16
Queenstown Lakes District Council	Queenstown Lakes District, Otago	10144217	10142541	217380	{825A7785-0034-4D76-AC9A-117E32A14E38}	BALLANTYNE ROAD RD 2 WANAKA 9382	Aib-24	Sewerage	Structures	Chamber Lid	2003	01/01/2003	$1,257.87	$1,257.87	$113.35	$1,371.22	Indemnity	$799.25
Queenstown Lakes District Council	Queenstown Lakes District, Otago	10144218	10142569	231360	{201B972B-7B33-4F90-B798-F691FB77F6A7}	LAKEVIEW TERRACE RD 2 WANAKA 9382	Aib-24	Sewerage	Structures	Chamber Lid	2012	01/06/2012	$1,257.87	$1,257.87	$113.35	$1,371.22	Indemnity	$1,044.73
Queenstown Lakes District Council	Queenstown Lakes District, Otago	10144219	10142643	240589	{6772A231-EDB6-427F-A65D-04E54E1F5C40}	14 WANAKA-LUGGATE HIGHWAY RD 2 WANAKA 9382	Aib-24	Water Supply	Structures	Chamber Lid	2013	01/06/2013	$1,257.87	$1,257.87	$113.35	$1,371.22	Indemnity	$580.40
Queenstown Lakes District Council	Queenstown Lakes District, Otago	10144220	10142627	79446	{7AE69CE2-C9B4-45F2-BCC0-7DCB1E4A6C66}	16 LLOYD DUNN AVENUE RD 2 WANAKA 9305	Aib-24	Sewerage	Electrical Equipment	Computer	2008	04/11/2008	$4,637.92	$4,637.92	$417.95	$5,055.87	Reinstatement	$5,055.87
Queenstown Lakes District Council	Queenstown Lakes District, Otago	10144221	10142627	79442	{7AE69CE2-C9B4-45F2-BCC0-7DCB1E4A6C66}	16 LLOYD DUNN AVENUE RD 2 WANAKA 9305	Aib-24	Sewerage	Electrical Equipment	Computer	2008	04/11/2008	$4,637.92	$4,637.92	$417.95	$5,055.87	Reinstatement	$5,055.87
Queenstown Lakes District Council	Queenstown Lakes District, Otago	10144222	10142608	263605	{EC813BBC-0598-4A04-85B0-910A34B3C69A}	4 SHOTOVER DELTA ROAD LOWER SHOTOVER QUEENSTOWN 9304	Aib-24	Sewerage	Structures	Manhole	2014	12/12/2014	$6,735.95	$6,735.95	$607.01	$7,342.96	Reinstatement	$7,342.96
Queenstown Lakes District Council	Queenstown Lakes District, Otago	10144223	10142627	79443	{7AE69CE2-C9B4-45F2-BCC0-7DCB1E4A6C66}	16 LLOYD DUNN AVENUE RD 2 WANAKA 9305	Aib-24	Sewerage	Electrical Equipment	Computer	2008	04/11/2008	$4,637.92	$4,637.92	$417.95	$5,055.87	Reinstatement	$5,055.87
Queenstown Lakes District Council	Queenstown Lakes District, Otago	10144224	10142608	210947	{EC813BBC-0598-4A04-85B0-910A34B3C69A}	4 SHOTOVER DELTA ROAD LOWER SHOTOVER QUEENSTOWN 9304	Aib-24	Sewerage	Structures	Manhole			$6,735.95	$6,735.95	$607.01	$7,342.96	Reinstatement	$7,342.96
Queenstown Lakes District Council	Queenstown Lakes District, Otago	10144225	10142608	210948	{EC813BBC-0598-4A04-85B0-910A34B3C69A}	4 SHOTOVER DELTA ROAD LOWER SHOTOVER QUEENSTOWN 9304	Aib-24	Sewerage	Structures	Manhole			$6,735.95	$6,735.95	$607.01	$7,342.96	Reinstatement	$7,342.96
Queenstown Lakes District Council	Queenstown Lakes District, Otago	10144226	10142627	79444	{7AE69CE2-C9B4-45F2-BCC0-7DCB1E4A6C66}	16 LLOYD DUNN AVENUE RD 2 WANAKA 9305	Aib-24	Sewerage	Electrical Equipment	Computer	2008	04/11/2008	$4,637.92	$4,637.92	$417.95	$5,055.87	Reinstatement	$5,055.87
Queenstown Lakes District Council	Queenstown Lakes District, Otago	10144039	10142664	250676	{8B7815F9-F066-4EF4-8660-1250182FF865}	49 FRANKTON ROAD QUEENSTOWN 9300	Aib-24	Water Supply	TPBS Valves	Isolating Valve	2014	02/03/2014	$3,125.92	$3,125.92	$281.69	$3,407.62	Indemnity	$2,423.17
Queenstown Lakes District Council	Queenstown Lakes District, Otago	10144040	10142600	210434	{EA00FD14-D04D-4FB9-A0BA-93E642E8E429}	PENINSULA ROAD KELVIN HEIGHTS QUEENSTOWN 9300	Aib-24	Water Supply	TPBS Valves	Isolating Valve	1984	01/01/1984	$3,125.92	$3,125.92	$281.69	$3,407.62	Indemnity	$742.95
Queenstown Lakes District Council	Queenstown Lakes District, Otago	10144041	10142664	250679	{8B7815F9-F066-4EF4-8660-1250182FF865}	49 FRANKTON ROAD QUEENSTOWN 9300	Aib-24	Water Supply	TPBS Valves	Isolating Valve	2014	02/03/2014	$3,125.92	$3,125.92	$281.69	$3,407.62	Indemnity	$2,423.17
Queenstown Lakes District Council	Queenstown Lakes District, Otago	10144042	10142608	210912	{EC813BBC-0598-4A04-85B0-910A34B3C69A}	4 SHOTOVER DELTA ROAD LOWER SHOTOVER QUEENSTOWN 9304	Aib-24	Sewerage	TPBS Valves	Isolating Valve			$15,624.74	$15,624.74	$1,408.03	$17,032.77	Reinstatement	$17,032.77
Queenstown Lakes District Council	Queenstown Lakes District, Otago	10144043	10005518	217443	{485B5BCB-7204-442E-A295-CB9D12E0D584}	FLORENCE CLOSE QUEENSTOWN HILL QUEENSTOWN 9300	Aib-24	Water Supply	TPBS Valves	Isolating Valve	2006	18/05/2006	$3,125.92	$3,125.92	$281.69	$3,407.62	Reinstatement	$3,407.62
Queenstown Lakes District Council	Queenstown Lakes District, Otago	10144044	10142609	209542	{E418C03F-E51F-4F64-BCDB-3076A1CA7AD1}	#N/A	Aib-24	Water Supply	TPBS Valves	Isolating Valve			$3,125.92	$3,125.92	$281.69	$3,407.62	Indemnity	$649.06
Queenstown Lakes District Council	Queenstown Lakes District, Otago	10144045	10142610	209552	{7F1A6410-C3B4-40D2-BE28-63D256777D52}	MAKARORA-LAKE HAWEA ROAD MAKARORA WANAKA 9382	Aib-24	Water Supply	TPBS Valves	Isolating Valve	1991	01/01/1991	$3,125.92	$3,125.92	$281.69	$3,407.62	Indemnity	$1,029.85
Queenstown Lakes District Council	Queenstown Lakes District, Otago	10144046	10142604	210850	{14EF4B20-0465-4DBA-8FFE-97C7DBFF07C5}	DOMAIN ROAD RD 2 WANAKA 9382	Aib-24	Sewerage	TPBS Valves	Isolating Valve			$2,540.03	$2,540.03	$228.90	$2,768.92	Indemnity	$789.46
Queenstown Lakes District Council	Queenstown Lakes District, Otago	10144047	10142594	213851	{E616D674-93A2-4D96-B069-CD60323E1486}	GLENDA DRIVE	Aib-24	Water Supply	TPBS Valves	Isolating Valve			$3,125.92	$3,125.92	$281.69	$3,407.62	Indemnity	$1,226.01
Queenstown Lakes District Council	Queenstown Lakes District, Otago	10144048	10142609	209543	{E418C03F-E51F-4F64-BCDB-3076A1CA7AD1}	#N/A	Aib-24	Water Supply	TPBS Valves	Isolating Valve			$3,125.92	$3,125.92	$281.69	$3,407.62	Indemnity	$649.06
Queenstown Lakes District Council	Queenstown Lakes District, Otago	10144049	10142627	79598	{7AE69CE2-C9B4-45F2-BCC0-7DCB1E4A6C66}	16 LLOYD DUNN AVENUE RD 2 WANAKA 9305	Aib-24	Sewerage	TPBS Valves	Valve	2008	04/11/2008	$1,366.57	$1,366.57	$123.15	$1,489.71	Reinstatement	$1,489.71
Queenstown Lakes District Council	Queenstown Lakes District, Otago	10144050	10142619	210638	{89034D7D-5C5D-4987-9FB3-9F51E14509EE}	PENINSULA ROAD KELVIN HEIGHTS QUEENSTOWN 9300	Aib-24	Water Supply	TPBS Valves	Isolating Valve			$3,125.92	$3,125.92	$281.69	$3,407.62	Indemnity	$144.24
Queenstown Lakes District Council	Queenstown Lakes District, Otago	10144051	10005518	217444	{485B5BCB-7204-442E-A295-CB9D12E0D584}	FLORENCE CLOSE QUEENSTOWN HILL QUEENSTOWN 9300	Aib-24	Water Supply	TPBS Valves	Isolating Valve	2006	18/05/2006	$3,125.92	$3,125.92	$281.69	$3,407.62	Reinstatement	$3,407.62
Queenstown Lakes District Council	Queenstown Lakes District, Otago	10144053	10142664	250678	{8B7815F9-F066-4EF4-8660-1250182FF865}	49 FRANKTON ROAD QUEENSTOWN 9300	Aib-24	Water Supply	TPBS Valves	Isolating Valve	2014	02/03/2014	$3,125.92	$3,125.92	$281.69	$3,407.62	Indemnity	$2,423.17
Queenstown Lakes District Council	Queenstown Lakes District, Otago	10144055	10142627	79534	{7AE69CE2-C9B4-45F2-BCC0-7DCB1E4A6C66}	16 LLOYD DUNN AVENUE RD 2 WANAKA 9305	Aib-24	Sewerage	TPBS Valves	Valve	2008	04/11/2008	$2,148.86	$2,148.86	$193.65	$2,342.51	Reinstatement	$2,342.51
Queenstown Lakes District Council	Queenstown Lakes District, Otago	10144056	10005518	217445	{485B5BCB-7204-442E-A295-CB9D12E0D584}	FLORENCE CLOSE QUEENSTOWN HILL QUEENSTOWN 9300	Aib-24	Water Supply	TPBS Valves	Isolating Valve	2006	18/05/2006	$3,125.92	$3,125.92	$281.69	$3,407.62	Reinstatement	$3,407.62
Queenstown Lakes District Council	Queenstown Lakes District, Otago	10144057	10142688	272703	{E156B2D6-04BB-4E99-9D4E-4711E3E006C8}	LAKEVIEW TERRACE RD 2 WANAKA 9382	Aib-24	Water Supply	TPBS Valves	Isolating Valve	2015	01/10/2015	$921.04	$921.04	$83.00	$1,004.03	Indemnity	$731.82
Queenstown Lakes District Council	Queenstown Lakes District, Otago	10144058	10142609	209539	{E418C03F-E51F-4F64-BCDB-3076A1CA7AD1}	#N/A	Aib-24	Water Supply	TPBS Valves	Isolating Valve			$3,125.92	$3,125.92	$281.69	$3,407.62	Indemnity	$649.06
Queenstown Lakes District Council	Queenstown Lakes District, Otago	10144059	10142627	217418	{7AE69CE2-C9B4-45F2-BCC0-7DCB1E4A6C66}	16 LLOYD DUNN AVENUE RD 2 WANAKA 9305	Aib-24	Sewerage	TPBS Valves	Air Bleed Valve	2008	04/11/2008	$6,808.31	$6,808.31	$613.53	$7,421.84	Reinstatement	$7,421.84
Queenstown Lakes District Council	Queenstown Lakes District, Otago	10144060	10142621	79269	{3FA57A6E-A114-45D3-9D90-DD589BD3AA1C}	MIDDELTON ROAD	Aib-24	Water Supply	TPBS Valves	Air Bleed Valve			$6,808.31	$6,808.31	$613.53	$7,421.84	Indemnity	$4,356.60
Queenstown Lakes District Council	Queenstown Lakes District, Otago	10144035	10142608	3904	{EC813BBC-0598-4A04-85B0-910A34B3C69A}	4 SHOTOVER DELTA ROAD LOWER SHOTOVER QUEENSTOWN 9304	Aib-24	Sewerage	Aeration Unit	Aerator	2006	01/01/2006	$78,572.08	$78,572.08	$7,080.56	$85,652.64	Reinstatement	$85,652.64
Queenstown Lakes District Council	Queenstown Lakes District, Otago	10144036	10142629	216988	{C75F3211-48B4-43FE-89B4-3DC012DEEDC8}	ATLEY ROAD	Aib-24	Sewerage	Miscellaneous	Irrigation System	2008	01/02/2008	$1,335.15	$1,335.15	$120.32	$1,455.47	Indemnity	$800.88
Queenstown Lakes District Council	Queenstown Lakes District, Otago	10144113	10142608	229390	{EC813BBC-0598-4A04-85B0-910A34B3C69A}	4 SHOTOVER DELTA ROAD LOWER SHOTOVER QUEENSTOWN 9304	Aib-24	Sewerage	Miscellaneous	Bin Skip	2014	12/12/2014	$2,529.78	$2,529.78	$227.97	$2,757.75	Reinstatement	$2,757.75
Queenstown Lakes District Council	Queenstown Lakes District, Otago	10144114	10142545	217269	{6F474EC7-717E-483A-9FC3-D4376815868B}	CHURCH ROAD RD 2 WANAKA 9382	Aib-24	Sewerage	Backflow Device	Backflow Preventor	2006	01/01/2006	$5,059.55	$5,059.55	$455.94	$5,515.50	Indemnity	$3,137.68
Queenstown Lakes District Council	Queenstown Lakes District, Otago	10144115	10142608	229577	{EC813BBC-0598-4A04-85B0-910A34B3C69A}	4 SHOTOVER DELTA ROAD LOWER SHOTOVER QUEENSTOWN 9304	Aib-24	Sewerage	Backflow Device	Backflow Preventor	2014	12/12/2014	$5,059.55	$5,059.55	$455.94	$5,515.50	Reinstatement	$5,515.50
Queenstown Lakes District Council	Queenstown Lakes District, Otago	10144117	10142637	210861	{8F07E1B9-9906-497F-97AE-1A5275B5D8FC}	707 WANAKA-LUGGATE HIGHWAY RD 2 WANAKA 9382	Aib-24	Water Supply	Structures	Bore			$101,190.89	$101,190.89	$9,118.86	$110,309.75	Indemnity	$82,177.12
Queenstown Lakes District Council	Queenstown Lakes District, Otago	10144118	10142586	4011	{97022BE6-D249-4544-9DF5-2F48D8FF126F}	3840 ALICE BURN DRIVE RD 3 CROMWELL 9383	Aib-24	Water Supply	Structures	Bore	2000	01/01/2000	$101,190.89	$101,190.89	$9,118.86	$110,309.75	Indemnity	$74,039.45
Queenstown Lakes District Council	Queenstown Lakes District, Otago	10144121	10142593	4008	{409601BD-D90E-4E61-9D6C-6B85D0F4DF2D}	WIDGEON PLACE LAKE HAYES QUEENSTOWN 9304	Aib-24	Water Supply	Structures	Bore	2006	01/01/2006	$101,190.89	$101,190.89	$9,118.86	$110,309.75	Indemnity	$81,243.29
Queenstown Lakes District Council	Queenstown Lakes District, Otago	10144124	10142591	250975	{8CFCEF46-86CC-4D39-BCE8-AF5BF3F312BF}	OXENBRIDGE TUNNEL ROAD RD 1 QUEENSTOWN 9371	Aib-24	Water Supply	Structures	Bore	2015	01/01/2015	$101,190.89	$101,190.89	$9,118.86	$110,309.75	Indemnity	$89,227.54
Queenstown Lakes District Council	Queenstown Lakes District, Otago	10144126	10142643	240776	{6772A231-EDB6-427F-A65D-04E54E1F5C40}	14 WANAKA-LUGGATE HIGHWAY RD 2 WANAKA 9382	Aib-24	Water Supply	Structures	Bore	1995	01/08/1995	$101,190.89	$101,190.89	$9,118.86	$110,309.75	Indemnity	$70,971.15
Queenstown Lakes District Council	Queenstown Lakes District, Otago	10144130	10142608	229555	{EC813BBC-0598-4A04-85B0-910A34B3C69A}	4 SHOTOVER DELTA ROAD LOWER SHOTOVER QUEENSTOWN 9304	Aib-24	Sewerage	Structures	Balance Tank			$8,121.81	$8,121.81	$731.90	$8,853.71	Reinstatement	$8,853.71
Queenstown Lakes District Council	Queenstown Lakes District, Otago	10144131	10142587	226118	{036A3D05-D9AB-460F-9DE6-565470B8F619}	GLENORCHY-QUEENSTOWN ROAD CLOSEBURN QUEENSTOWN 9371	Aib-24	Water Supply	Structures	Balance Tank	2010	01/01/2010	$8,121.81	$8,121.81	$731.90	$8,853.71	Reinstatement	$8,853.71
Queenstown Lakes District Council	Queenstown Lakes District, Otago	10144132	10142608	229554	{EC813BBC-0598-4A04-85B0-910A34B3C69A}	4 SHOTOVER DELTA ROAD LOWER SHOTOVER QUEENSTOWN 9304	Aib-24	Sewerage	Structures	Balance Tank			$8,121.81	$8,121.81	$731.90	$8,853.71	Reinstatement	$8,853.71
Queenstown Lakes District Council	Queenstown Lakes District, Otago	10144228	10142608	229502	{EC813BBC-0598-4A04-85B0-910A34B3C69A}	4 SHOTOVER DELTA ROAD LOWER SHOTOVER QUEENSTOWN 9304	Aib-24	Sewerage	Structures	Manhole	2014	12/12/2014	$6,735.95	$6,735.95	$607.01	$7,342.96	Reinstatement	$7,342.96
Queenstown Lakes District Council	Queenstown Lakes District, Otago	10144229	10142608	79124	{EC813BBC-0598-4A04-85B0-910A34B3C69A}	4 SHOTOVER DELTA ROAD LOWER SHOTOVER QUEENSTOWN 9304	Aib-24	Sewerage	Conveyor	Conveyor			$47,784.59	$47,784.59	$4,306.13	$52,090.71	Reinstatement	$52,090.71
Queenstown Lakes District Council	Queenstown Lakes District, Otago	10144230	10142568	209531	{8523046E-B0EC-4155-A27B-D667AE130C1B}	GLENORCHY-QUEENSTOWN ROAD CLOSEBURN QUEENSTOWN 9371	Aib-24	Sewerage	Structures	Manhole			$6,643.18	$6,643.18	$598.65	$7,241.83	Indemnity	$257.49
Queenstown Lakes District Council	Queenstown Lakes District, Otago	10144231	10142558	3475	{8140ABC2-039A-4444-AE36-570292AD2576}	13 LAKE AVENUE FRANKTON QUEENSTOWN 9300	Aib-24	Sewerage	Compressor	Compressor	1974	01/01/1974	$6,324.44	$6,324.44	$569.93	$6,894.37	Indemnity	$235.70
Queenstown Lakes District Council	Queenstown Lakes District, Otago	10144232	10142608	3791	{EC813BBC-0598-4A04-85B0-910A34B3C69A}	4 SHOTOVER DELTA ROAD LOWER SHOTOVER QUEENSTOWN 9304	Aib-24	Sewerage	Compressor	Compressor	2003	01/01/2003	$6,605.51	$6,605.51	$595.26	$7,200.77	Reinstatement	$7,200.77
Queenstown Lakes District Council	Queenstown Lakes District, Otago	10144233	10142558	79226	{8140ABC2-039A-4444-AE36-570292AD2576}	13 LAKE AVENUE FRANKTON QUEENSTOWN 9300	Aib-24	Sewerage	Compressor	Compressor			$6,324.44	$6,324.44	$569.93	$6,894.37	Indemnity	$235.70
Queenstown Lakes District Council	Queenstown Lakes District, Otago	10144234	10142582	210578	{477EA4C2-25BA-4D6A-BEC9-539B3FCAF720}	BEACON POINT ROAD WANAKA 9305	Aib-24	Water Supply	Structures	Manhole			$6,643.18	$6,643.18	$598.65	$7,241.83	Reinstatement	$7,241.83
Queenstown Lakes District Council	Queenstown Lakes District, Otago	10144235	10142608	210936	{EC813BBC-0598-4A04-85B0-910A34B3C69A}	4 SHOTOVER DELTA ROAD LOWER SHOTOVER QUEENSTOWN 9304	Aib-24	Sewerage	Miscellaneous	Chemical Storage Tan			$8,121.81	$8,121.81	$731.90	$8,853.71	Reinstatement	$8,853.71
Queenstown Lakes District Council	Queenstown Lakes District, Otago	10144236	10142610	4205	{7F1A6410-C3B4-40D2-BE28-63D256777D52}	MAKARORA-LAKE HAWEA ROAD MAKARORA WANAKA 9382	Aib-24	Water Supply	Miscellaneous	Chemical Storage Tan	1991	01/01/1991	$8,121.81	$8,121.81	$731.90	$8,853.71	Reinstatement	$8,853.71
Queenstown Lakes District Council	Queenstown Lakes District, Otago	10144237	10142618	4076	{96F6CEAE-D7DD-480B-B9D7-E0E01956C4B0}	HOWARDS DRIVE LAKE HAYES QUEENSTOWN 9304	Aib-24	Water Supply	Miscellaneous	Chemical Storage Tan	2006	01/01/2006	$8,121.81	$8,121.81	$731.90	$8,853.71	Reinstatement	$8,853.71
Queenstown Lakes District Council	Queenstown Lakes District, Otago	10144238	10142610	4204	{7F1A6410-C3B4-40D2-BE28-63D256777D52}	MAKARORA-LAKE HAWEA ROAD MAKARORA WANAKA 9382	Aib-24	Water Supply	Miscellaneous	Chemical Storage Tan	1991	01/01/1991	$8,121.81	$8,121.81	$731.90	$8,853.71	Reinstatement	$8,853.71
Queenstown Lakes District Council	Queenstown Lakes District, Otago	10144239	10142616	4207	{CEB3A98D-56AF-4112-97B4-9788EEBEF95E}	91 WILDING ROAD RD 1 QUEENSTOWN 9371	Aib-24	Water Supply	Miscellaneous	Chemical Storage Tan	2002	01/01/2002	$8,121.81	$8,121.81	$731.90	$8,853.71	Reinstatement	$8,853.71
Queenstown Lakes District Council	Queenstown Lakes District, Otago	10144240	10142616	4208	{CEB3A98D-56AF-4112-97B4-9788EEBEF95E}	91 WILDING ROAD RD 1 QUEENSTOWN 9371	Aib-24	Water Supply	Miscellaneous	Chemical Storage Tan	2002	01/01/2002	$8,121.81	$8,121.81	$731.90	$8,853.71	Reinstatement	$8,853.71
Queenstown Lakes District Council	Queenstown Lakes District, Otago	10144241	10142611	3357	{6AB85459-F98F-4B45-BF58-32E06558AD54}	KIRIMOKO CRESCENT WANAKA 9305	Aib-24	Water Supply	Misc	Chlorine Trolley Loa	2003	01/01/2003	$5,762.27	$5,762.27	$519.27	$6,281.54	Indemnity	$485.53
Queenstown Lakes District Council	Queenstown Lakes District, Otago	10144242	10142620	3328	{06781CC6-B1E9-4E63-B20E-69131BD675AB}	GLENORCHY-QUEENSTOWN ROAD CLOSEBURN QUEENSTOWN 9371	Aib-24	Water Supply	Misc	Chlorine Trolley Loa	2001	01/01/2001	$5,762.27	$5,762.27	$519.27	$6,281.54	Indemnity	$446.68
Queenstown Lakes District Council	Queenstown Lakes District, Otago	10144243	10142620	3327	{06781CC6-B1E9-4E63-B20E-69131BD675AB}	GLENORCHY-QUEENSTOWN ROAD CLOSEBURN QUEENSTOWN 9371	Aib-24	Water Supply	Misc	Chlorine Trolley Loa	2001	01/01/2001	$5,762.27	$5,762.27	$519.27	$6,281.54	Indemnity	$446.68
Queenstown Lakes District Council	Queenstown Lakes District, Otago	10144244	10142611	3358	{6AB85459-F98F-4B45-BF58-32E06558AD54}	KIRIMOKO CRESCENT WANAKA 9305	Aib-24	Water Supply	Misc	Chlorine Trolley Loa	2003	01/01/2003	$5,762.27	$5,762.27	$519.27	$6,281.54	Indemnity	$485.53
Queenstown Lakes District Council	Queenstown Lakes District, Otago	10144246	10142620	3324	{06781CC6-B1E9-4E63-B20E-69131BD675AB}	GLENORCHY-QUEENSTOWN ROAD CLOSEBURN QUEENSTOWN 9371	Aib-24	Water Supply	Misc	Chlorine Weigh Pads	2001	01/01/2001	$44,973.73	$44,973.73	$4,052.83	$49,026.56	Indemnity	$3,486.30
Queenstown Lakes District Council	Queenstown Lakes District, Otago	10144247	10142620	3325	{06781CC6-B1E9-4E63-B20E-69131BD675AB}	GLENORCHY-QUEENSTOWN ROAD CLOSEBURN QUEENSTOWN 9371	Aib-24	Water Supply	Misc	Chlorine Weigh Pads	2001	01/01/2001	$44,973.73	$44,973.73	$4,052.83	$49,026.56	Indemnity	$3,486.30
Queenstown Lakes District Council	Queenstown Lakes District, Otago	10144248	10142575	3393	{7626DB93-6980-4CE5-AE08-3E6D0CBEE828}	76 ALISON AVENUE ALBERT TOWN WANAKA 9305	Aib-24	Sewerage	TPBS Valves	Valve	1989	01/01/1989	$11,718.13	$11,718.13	$1,055.98	$12,774.12	Indemnity	$3,856.30
Queenstown Lakes District Council	Queenstown Lakes District, Otago	10144249	10142627	79679	{7AE69CE2-C9B4-45F2-BCC0-7DCB1E4A6C66}	16 LLOYD DUNN AVENUE RD 2 WANAKA 9305	Aib-24	Sewerage	Diffuser	Diffuser	2008	04/11/2008	$15,178.64	$15,178.64	$1,367.83	$16,546.47	Reinstatement	$16,546.47
Queenstown Lakes District Council	Queenstown Lakes District, Otago	10144250	10142627	79677	{7AE69CE2-C9B4-45F2-BCC0-7DCB1E4A6C66}	16 LLOYD DUNN AVENUE RD 2 WANAKA 9305	Aib-24	Sewerage	Diffuser	Diffuser	2008	04/11/2008	$15,178.64	$15,178.64	$1,367.83	$16,546.47	Reinstatement	$16,546.47
Queenstown Lakes District Council	Queenstown Lakes District, Otago	10144251	10142627	79678	{7AE69CE2-C9B4-45F2-BCC0-7DCB1E4A6C66}	16 LLOYD DUNN AVENUE RD 2 WANAKA 9305	Aib-24	Sewerage	Diffuser	Diffuser	2008	04/11/2008	$15,178.64	$15,178.64	$1,367.83	$16,546.47	Reinstatement	$16,546.47
Queenstown Lakes District Council	Queenstown Lakes District, Otago	10144252	10142627	79680	{7AE69CE2-C9B4-45F2-BCC0-7DCB1E4A6C66}	16 LLOYD DUNN AVENUE RD 2 WANAKA 9305	Aib-24	Sewerage	Diffuser	Diffuser	2008	04/11/2008	$15,178.64	$15,178.64	$1,367.83	$16,546.47	Reinstatement	$16,546.47
Queenstown Lakes District Council	Queenstown Lakes District, Otago	10144258	10142610	3200	{7F1A6410-C3B4-40D2-BE28-63D256777D52}	MAKARORA-LAKE HAWEA ROAD MAKARORA WANAKA 9382	Aib-24	Water Supply	Misc	Dose Volume Timer	1991	01/01/1991	$3,513.57	$3,513.57	$316.63	$3,830.20	Indemnity	$194.55
Queenstown Lakes District Council	Queenstown Lakes District, Otago	10144259	10142595	4022	{C34329D2-030B-4A6A-AC91-5DC53195E362}	MARINA DRIVER	Aib-24	Water Supply	Structures	Drywell	2003	01/01/2003	$5,902.80	$5,902.80	$531.93	$6,434.73	Indemnity	$4,455.36
Queenstown Lakes District Council	Queenstown Lakes District, Otago	10144260	10142634	217258	{3F54E71F-EAD9-4A6F-B04D-907BB9BDE28F}	28 STRAINS ROAD RD 1 QUEENSTOWN 9371	Aib-24	Sewerage	Electrical Equipment	Pressure Gauge			$903.13	$903.13	$81.39	$984.52	Indemnity	$166.69
Queenstown Lakes District Council	Queenstown Lakes District, Otago	10144261	10142589	210532	{B307C4EC-CC6E-407E-9D6C-4861428A5998}	MIDDLESEX STREET ARROWTOWN 9302	Aib-24	Water Supply	Electrical Equipment	Pressure Gauge			$903.13	$903.13	$81.39	$984.52	Indemnity	$79.56
Queenstown Lakes District Council	Queenstown Lakes District, Otago	10144262	10142688	272698	{E156B2D6-04BB-4E99-9D4E-4711E3E006C8}	LAKEVIEW TERRACE RD 2 WANAKA 9382	Aib-24	Water Supply	Electrical Equipment	Electrical Controls	2015	01/10/2015	$14,260.75	$14,260.75	$1,285.11	$15,545.86	Indemnity	$7,600.13
Queenstown Lakes District Council	Queenstown Lakes District, Otago	10144263	10142627	79473	{7AE69CE2-C9B4-45F2-BCC0-7DCB1E4A6C66}	16 LLOYD DUNN AVENUE RD 2 WANAKA 9305	Aib-24	Sewerage	Electrical Equipment	Pressure Switch	2008	04/11/2008	$5,015.01	$5,015.01	$451.93	$5,466.94	Reinstatement	$5,466.94
Queenstown Lakes District Council	Queenstown Lakes District, Otago	10144264	10142643	240770	{6772A231-EDB6-427F-A65D-04E54E1F5C40}	14 WANAKA-LUGGATE HIGHWAY RD 2 WANAKA 9382	Aib-24	Water Supply	Electrical Equipment	Pressure Switch			$7,571.71	$7,571.71	$682.33	$8,254.04	Indemnity	$444.66
Queenstown Lakes District Council	Queenstown Lakes District, Otago	10144265	10142688	272699	{E156B2D6-04BB-4E99-9D4E-4711E3E006C8}	LAKEVIEW TERRACE RD 2 WANAKA 9382	Aib-24	Water Supply	(blank)	Electrical Services	2015	01/10/2015	$20,245.99	$20,245.99	$1,824.48	$22,070.46	Indemnity	$10,789.91
Queenstown Lakes District Council	Queenstown Lakes District, Otago	10144266	10142604	3967	{14EF4B20-0465-4DBA-8FFE-97C7DBFF07C5}	DOMAIN ROAD RD 2 WANAKA 9382	Aib-24	Sewerage	Miscellaneous	Embankment	1988	01/01/1988	$189,732.93	$189,732.93	$17,097.86	$206,830.79	Indemnity	$120,814.37
Queenstown Lakes District Council	Queenstown Lakes District, Otago	10144267	10142606	3979	{17B7DB13-3757-4ED7-9B8B-44C7DC194176}	101 BALLANTYNE ROAD WANAKA 9305	Aib-24	Sewerage	Miscellaneous	Embankment	1978	01/01/1978	$77,298.60	$77,298.60	$6,965.79	$84,264.40	Indemnity	$40,446.55
Queenstown Lakes District Council	Queenstown Lakes District, Otago	10144254	10142627	79455	{7AE69CE2-C9B4-45F2-BCC0-7DCB1E4A6C66}	16 LLOYD DUNN AVENUE RD 2 WANAKA 9305	Aib-24	Sewerage	Electrical Equipment	Pressure Gauge	2008	04/11/2008	$903.13	$903.13	$81.39	$984.52	Reinstatement	$984.52
Queenstown Lakes District Council	Queenstown Lakes District, Otago	10144255	10142614	249759	{D5657136-69A8-42AA-9950-92C7BAD61D7F}	3840 ALICE BURN DRIVE RD 3 CROMWELL 9383	Aib-24	Water Supply	Mixer	Mixer	2013	01/06/2013	$11,377.65	$11,377.65	$1,025.30	$12,402.95	Indemnity	$4,961.14
Queenstown Lakes District Council	Queenstown Lakes District, Otago	10144256	10142608	210920	{EC813BBC-0598-4A04-85B0-910A34B3C69A}	4 SHOTOVER DELTA ROAD LOWER SHOTOVER QUEENSTOWN 9304	Aib-24	Sewerage	Mixer	Mixer	1994	01/01/1994	$11,048.56	$11,048.56	$995.65	$12,044.21	Reinstatement	$12,044.21
Queenstown Lakes District Council	Queenstown Lakes District, Otago	10144270	10142647	232119	{7378C279-7B9E-4108-B4B4-80695774E1E1}	69 NICHOL STREET RD 2 WANAKA 9382	Aib-24	Sewerage	Structures	Emergency Storage	2001	01/01/2001	$48,005.70	$48,005.70	$4,326.05	$52,331.75	reinstatement	$52,331.75
Queenstown Lakes District Council	Queenstown Lakes District, Otago	10144273	10142573	3955	{B06B8B8A-D4E6-4CEE-94DC-B61B7504E3BD}	WAIMANA PLACE WANAKA 9305	Aib-24	Sewerage	Structures	Emergency Storage	1991	01/01/1991	$48,005.70	$48,005.70	$4,326.05	$52,331.75	Indemnity	$31,897.17
Queenstown Lakes District Council	Queenstown Lakes District, Otago	10144276	10142596	209590	{67ACA9CD-4BAF-4091-A481-F42CA9112221}	11A PANNERS WAY QUEENSTOWN 9300	Aib-24	Water Supply	TPBS Valves	Non Return Valve			$977.06	$977.06	$88.05	$1,065.11	Indemnity	$135.25
Queenstown Lakes District Council	Queenstown Lakes District, Otago	10144285	10143002	216856	{465BBA9D-A72B-4141-95A1-6042907D1F05}	224 MCDONNELL ROAD RD 1 QUEENSTOWN 9371	Aib-24	Sewerage	Structures	Emergency Storage	2005	01/01/2005	$48,005.70	$48,005.70	$4,326.05	$52,331.75	Indemnity	$36,909.99
Queenstown Lakes District Council	Queenstown Lakes District, Otago	10144289	10142627	79378	{7AE69CE2-C9B4-45F2-BCC0-7DCB1E4A6C66}	16 LLOYD DUNN AVENUE RD 2 WANAKA 9305	Aib-24	Sewerage	Miscellaneous	Emergency Shower	2008	04/11/2008	$4,919.01	$4,919.01	$443.28	$5,362.29	Reinstatement	$5,362.29
Queenstown Lakes District Council	Queenstown Lakes District, Otago	10144290	10142627	79691	{7AE69CE2-C9B4-45F2-BCC0-7DCB1E4A6C66}	16 LLOYD DUNN AVENUE RD 2 WANAKA 9305	Aib-24	Sewerage	Miscellaneous	Emergency Shower	2008	04/11/2008	$4,919.01	$4,919.01	$443.28	$5,362.29	Reinstatement	$5,362.29
Queenstown Lakes District Council	Queenstown Lakes District, Otago	10144291	10142640	217456	{62031361-5EC6-4739-9CAF-9F9D269D40C7}	HIDDEN HILLS DRIVE WANAKA 9305	Aib-24	Water Supply	Fan	Fan			$2,368.70	$2,368.70	$213.46	$2,582.16	Indemnity	$306.03
Queenstown Lakes District Council	Queenstown Lakes District, Otago	10144293	10142576	3383	{DED59DCD-261A-4581-BEAA-12D52DDA3AD6}	KINGSTON STREET	Aib-24	Sewerage	TPBS Valves	Pressure Reducing Va	1989	01/01/1989	$2,312.11	$2,312.11	$208.36	$2,520.46	Indemnity	$864.71
Queenstown Lakes District Council	Queenstown Lakes District, Otago	10144294	10142556	239146	{3C7CA281-8ECC-4971-9058-5ADF78A6E14C}	LAKE HAYES-ARROW JUNCTION HIGHWAY RD 1 QUEENSTOWN 9371	Aib-24	Sewerage	Fan	Fan	2005	01/01/2005	$2,368.70	$2,368.70	$213.46	$2,582.16	Indemnity	$218.59
Queenstown Lakes District Council	Queenstown Lakes District, Otago	10144295	10142608	229484	{EC813BBC-0598-4A04-85B0-910A34B3C69A}	4 SHOTOVER DELTA ROAD LOWER SHOTOVER QUEENSTOWN 9304	Aib-24	Sewerage	TPBS Valves	Valve			$3,906.59	$3,906.59	$352.04	$4,258.64	Reinstatement	$4,258.64
Queenstown Lakes District Council	Queenstown Lakes District, Otago	10144296	10142623	202065	{8E0D674A-5C93-471A-B834-A81AE41C2BC2}	DOMAIN ROAD	Aib-24	Sewerage	TPBS Valves	Non Return Valve			$2,929.53	$2,929.53	$264.00	$3,193.53	Indemnity	$1,981.71
Queenstown Lakes District Council	Queenstown Lakes District, Otago	10144297	10142558	206856	{8140ABC2-039A-4444-AE36-570292AD2576}	13 LAKE AVENUE FRANKTON QUEENSTOWN 9300	Aib-24	Sewerage	Fan	Fan			$2,368.70	$2,368.70	$213.46	$2,582.16	Indemnity	$88.28
Queenstown Lakes District Council	Queenstown Lakes District, Otago	10144298	10142627	79391	{7AE69CE2-C9B4-45F2-BCC0-7DCB1E4A6C66}	16 LLOYD DUNN AVENUE RD 2 WANAKA 9305	Aib-24	Sewerage	Fan	Fan	2008	04/11/2008	$2,368.70	$2,368.70	$213.46	$2,582.16	Reinstatement	$2,582.16
Queenstown Lakes District Council	Queenstown Lakes District, Otago	10144299	10142566	3538	{9066EF44-277E-4EB0-A92D-D34D0A70D53E}	PENINSULA ROAD KELVIN HEIGHTS QUEENSTOWN 9300	Aib-24	Sewerage	TPBS Valves	Non Return Valve	2009	01/06/2009	$4,101.35	$4,101.35	$369.59	$4,470.94	Indemnity	$2,849.38
Queenstown Lakes District Council	Queenstown Lakes District, Otago	10144300	10142664	250710	{8B7815F9-F066-4EF4-8660-1250182FF865}	49 FRANKTON ROAD QUEENSTOWN 9300	Aib-24	Water Supply	Fan	Fan	2014	02/03/2014	$5,650.63	$5,650.63	$509.21	$6,159.84	Indemnity	$912.56
Queenstown Lakes District Council	Queenstown Lakes District, Otago	10144301	10142552	217236	{2190EC7C-4D3B-4B45-B25E-D60E29A287BC}	59 ARROWTOWN-LAKE HAYES ROAD RD 1 QUEENSTOWN 9371	Aib-24	Sewerage	Fan	Fan	2009	24/07/2009	$2,368.70	$2,368.70	$213.46	$2,582.16	Indemnity	$270.03
Queenstown Lakes District Council	Queenstown Lakes District, Otago	10144302	10142637	210878	{8F07E1B9-9906-497F-97AE-1A5275B5D8FC}	707 WANAKA-LUGGATE HIGHWAY RD 2 WANAKA 9382	Aib-24	Water Supply	TPBS Valves	Non Return Valve	2010	01/09/2010	$4,492.50	$4,492.50	$404.84	$4,897.34	Indemnity	$3,203.27
Queenstown Lakes District Council	Queenstown Lakes District, Otago	10144303	10142608	229612	{EC813BBC-0598-4A04-85B0-910A34B3C69A}	4 SHOTOVER DELTA ROAD LOWER SHOTOVER QUEENSTOWN 9304	Aib-24	Sewerage	Fan	Fan			$2,368.70	$2,368.70	$213.46	$2,582.16	Reinstatement	$2,582.16
Queenstown Lakes District Council	Queenstown Lakes District, Otago	10144304	10142619	210620	{89034D7D-5C5D-4987-9FB3-9F51E14509EE}	PENINSULA ROAD KELVIN HEIGHTS QUEENSTOWN 9300	Aib-24	Water Supply	Fan	Fan			$2,368.70	$2,368.70	$213.46	$2,582.16	Indemnity	$109.30
Queenstown Lakes District Council	Queenstown Lakes District, Otago	10144305	10142555	239145	{2DFD307F-1398-4BAD-B18C-CAA015831C1E}	LAKE HAYES-ARROW JUNCTION HIGHWAY RD 1 QUEENSTOWN 9371	Aib-24	Sewerage	Fan	Fan	2002	01/01/2002	$2,368.70	$2,368.70	$213.46	$2,582.16	Indemnity	$191.27
Queenstown Lakes District Council	Queenstown Lakes District, Otago	10144306	10142552	217235	{2190EC7C-4D3B-4B45-B25E-D60E29A287BC}	59 ARROWTOWN-LAKE HAYES ROAD RD 1 QUEENSTOWN 9371	Aib-24	Sewerage	Fan	Fan	2009	24/07/2009	$2,368.70	$2,368.70	$213.46	$2,582.16	Indemnity	$270.03
Queenstown Lakes District Council	Queenstown Lakes District, Otago	10144307	10142571	3517	{B26B8863-F991-4F34-B294-63CF59D384E9}	CEMETERY ROAD	Aib-24	Sewerage	TPBS Valves	Non Return Valve	2003	01/01/2003	$2,929.53	$2,929.53	$264.00	$3,193.53	Indemnity	$1,892.44
Queenstown Lakes District Council	Queenstown Lakes District, Otago	10144308	10142627	79394	{7AE69CE2-C9B4-45F2-BCC0-7DCB1E4A6C66}	16 LLOYD DUNN AVENUE RD 2 WANAKA 9305	Aib-24	Sewerage	Fan	Fan	2008	04/11/2008	$2,368.70	$2,368.70	$213.46	$2,582.16	Reinstatement	$2,582.16
Queenstown Lakes District Council	Queenstown Lakes District, Otago	10144309	10142658	236999	{D458CA5E-B986-47C6-AD40-8359B08B7A97}	13 LAKE AVENUE FRANKTON QUEENSTOWN 9300	Aib-24	Sewerage	Fan	Fan	2012	08/08/2012	$2,368.70	$2,368.70	$213.46	$2,582.16	Reinstatement	$2,582.16
Queenstown Lakes District Council	Queenstown Lakes District, Otago	10144310	10142627	79392	{7AE69CE2-C9B4-45F2-BCC0-7DCB1E4A6C66}	16 LLOYD DUNN AVENUE RD 2 WANAKA 9305	Aib-24	Sewerage	Fan	Fan	2008	04/11/2008	$2,368.70	$2,368.70	$213.46	$2,582.16	Reinstatement	$2,582.16
Queenstown Lakes District Council	Queenstown Lakes District, Otago	10144311	10142627	79396	{7AE69CE2-C9B4-45F2-BCC0-7DCB1E4A6C66}	16 LLOYD DUNN AVENUE RD 2 WANAKA 9305	Aib-24	Sewerage	Fan	Fan	2008	04/11/2008	$2,368.70	$2,368.70	$213.46	$2,582.16	Reinstatement	$2,582.16
Queenstown Lakes District Council	Queenstown Lakes District, Otago	10144312	10142585	210218	{767761CE-6F02-4C52-82D7-98197697E501}	WANAKA-MOUNT ASPIRING ROAD WANAKA 9382	Aib-24	Water Supply	Fan	Fan			$2,368.70	$2,368.70	$213.46	$2,582.16	Indemnity	$158.29
Queenstown Lakes District Council	Queenstown Lakes District, Otago	10144313	10142627	79395	{7AE69CE2-C9B4-45F2-BCC0-7DCB1E4A6C66}	16 LLOYD DUNN AVENUE RD 2 WANAKA 9305	Aib-24	Sewerage	Fan	Fan	2008	04/11/2008	$2,368.70	$2,368.70	$213.46	$2,582.16	Reinstatement	$2,582.16
Queenstown Lakes District Council	Queenstown Lakes District, Otago	10144314	10142589	2803	{B307C4EC-CC6E-407E-9D6C-4861428A5998}	MIDDLESEX STREET ARROWTOWN 9302	Aib-24	Water Supply	TPBS Valves	Non Return Valve	2004	01/01/2004	$4,297.75	$4,297.75	$387.29	$4,685.04	Indemnity	$2,592.96
Queenstown Lakes District Council	Queenstown Lakes District, Otago	10144315	10142619	210621	{89034D7D-5C5D-4987-9FB3-9F51E14509EE}	PENINSULA ROAD KELVIN HEIGHTS QUEENSTOWN 9300	Aib-24	Water Supply	Fan	Fan			$2,368.70	$2,368.70	$213.46	$2,582.16	Indemnity	$109.30
Queenstown Lakes District Council	Queenstown Lakes District, Otago	10144316	10142608	229468	{EC813BBC-0598-4A04-85B0-910A34B3C69A}	4 SHOTOVER DELTA ROAD LOWER SHOTOVER QUEENSTOWN 9304	Aib-24	Sewerage	Fan	Fan			$2,368.70	$2,368.70	$213.46	$2,582.16	Reinstatement	$2,582.16
Queenstown Lakes District Council	Queenstown Lakes District, Otago	10144317	10142608	229469	{EC813BBC-0598-4A04-85B0-910A34B3C69A}	4 SHOTOVER DELTA ROAD LOWER SHOTOVER QUEENSTOWN 9304	Aib-24	Sewerage	Fan	Fan			$2,368.70	$2,368.70	$213.46	$2,582.16	Reinstatement	$2,582.16
Queenstown Lakes District Council	Queenstown Lakes District, Otago	10144318	10142551	239144	{64B4E173-F898-487D-9E81-9C96C8087249}	ARROWTOWN-LAKE HAYES ROAD RD 1 QUEENSTOWN 9371	Aib-24	Sewerage	Fan	Fan	2002	01/01/2002	$2,368.70	$2,368.70	$213.46	$2,582.16	Indemnity	$191.27
Queenstown Lakes District Council	Queenstown Lakes District, Otago	10144319	10142627	79397	{7AE69CE2-C9B4-45F2-BCC0-7DCB1E4A6C66}	16 LLOYD DUNN AVENUE RD 2 WANAKA 9305	Aib-24	Sewerage	Fan	Fan	2008	04/11/2008	$2,368.70	$2,368.70	$213.46	$2,582.16	Reinstatement	$2,582.16
Queenstown Lakes District Council	Queenstown Lakes District, Otago	10144320	10142627	79393	{7AE69CE2-C9B4-45F2-BCC0-7DCB1E4A6C66}	16 LLOYD DUNN AVENUE RD 2 WANAKA 9305	Aib-24	Sewerage	Fan	Fan	2008	04/11/2008	$2,368.70	$2,368.70	$213.46	$2,582.16	Reinstatement	$2,582.16
Queenstown Lakes District Council	Queenstown Lakes District, Otago	10144321	10142608	250948	{EC813BBC-0598-4A04-85B0-910A34B3C69A}	4 SHOTOVER DELTA ROAD LOWER SHOTOVER QUEENSTOWN 9304	Aib-24	Sewerage	Electrical Equipment	Pressure Sensor	2015	01/02/2015	$16,507.04	$16,507.04	$1,487.54	$17,994.58	Reinstatement	$17,994.58
Queenstown Lakes District Council	Queenstown Lakes District, Otago	10144322	10142584	206797	{BA75368B-EB32-42CE-B5DB-1FEB1B136268}	20 ANDERSON ROAD WANAKA 9305	Aib-24	Water Supply	Fan	Fan			$2,368.70	$2,368.70	$213.46	$2,582.16	Indemnity	$124.07
Queenstown Lakes District Council	Queenstown Lakes District, Otago	10144323	10142627	79398	{7AE69CE2-C9B4-45F2-BCC0-7DCB1E4A6C66}	16 LLOYD DUNN AVENUE RD 2 WANAKA 9305	Aib-24	Sewerage	Fan	Fan	2008	04/11/2008	$2,368.70	$2,368.70	$213.46	$2,582.16	Reinstatement	$2,582.16
Queenstown Lakes District Council	Queenstown Lakes District, Otago	10144324	10142647	232120	{7378C279-7B9E-4108-B4B4-80695774E1E1}	69 NICHOL STREET RD 2 WANAKA 9382	Aib-24	Sewerage	Miscellaneous	Filtration Bed Biofi	2001	01/01/2001	$19,676.01	$19,676.01	$1,773.11	$21,449.12	reinstatement	$21,449.12
Queenstown Lakes District Council	Queenstown Lakes District, Otago	10144326	10142604	4135	{14EF4B20-0465-4DBA-8FFE-97C7DBFF07C5}	DOMAIN ROAD RD 2 WANAKA 9382	Aib-24	Sewerage	Miscellaneous	Filtration Bed Biofi	2002	01/01/2002	$57,622.59	$57,622.59	$5,192.68	$62,815.27	Indemnity	$18,611.77
Queenstown Lakes District Council	Queenstown Lakes District, Otago	10144327	10142604	4134	{14EF4B20-0465-4DBA-8FFE-97C7DBFF07C5}	DOMAIN ROAD RD 2 WANAKA 9382	Aib-24	Sewerage	Miscellaneous	Filtration Bed Biofi	1988	01/01/1988	$78,704.03	$78,704.03	$7,092.45	$85,796.47	Indemnity	$10,894.69
Queenstown Lakes District Council	Queenstown Lakes District, Otago	10144328	10142688	272701	{E156B2D6-04BB-4E99-9D4E-4711E3E006C8}	LAKEVIEW TERRACE RD 2 WANAKA 9382	Aib-24	Water Supply	Flow Meter	Flowmeter Element	2015	01/10/2015	$19,018.72	$19,018.72	$1,713.88	$20,732.60	Indemnity	$10,135.85
Queenstown Lakes District Council	Queenstown Lakes District, Otago	10144329	10142688	272700	{E156B2D6-04BB-4E99-9D4E-4711E3E006C8}	LAKEVIEW TERRACE RD 2 WANAKA 9382	Aib-24	Water Supply	Flow Meter	Flowmeter Element	2015	01/10/2015	$19,018.72	$19,018.72	$1,713.88	$20,732.60	Indemnity	$10,135.85
Queenstown Lakes District Council	Queenstown Lakes District, Otago	10144330	10142599	3267	{1D623E50-891D-4DB8-9B6F-7232B4415B25}	LOMOND CRESCENT	Aib-24	Water Supply	TPBS Valves	Non Return Valve	1999	01/01/1999	$2,148.86	$2,148.86	$193.65	$2,342.51	Indemnity	$1,100.04
Queenstown Lakes District Council	Queenstown Lakes District, Otago	10144331	10142589	2810	{B307C4EC-CC6E-407E-9D6C-4861428A5998}	MIDDLESEX STREET ARROWTOWN 9302	Aib-24	Water Supply	TPBS Valves	Non Return Valve	2004	01/01/2004	$4,297.75	$4,297.75	$387.29	$4,685.04	Indemnity	$2,592.96
Queenstown Lakes District Council	Queenstown Lakes District, Otago	10144332	10142574	3376	{D1A87C22-9F13-4E01-99A9-9D546A1F1FC5}	126 ALISON AVENUE ALBERT TOWN WANAKA 9305	Aib-24	Sewerage	TPBS Valves	Non Return Valve	1989	01/01/1989	$2,148.86	$2,148.86	$193.65	$2,342.51	Indemnity	$707.17
Queenstown Lakes District Council	Queenstown Lakes District, Otago	10144333	10142550	209912	{2CEA9B91-0AA3-4502-AA03-C55553D661BB}	7 RUTHERFORD ROAD RD 1 QUEENSTOWN 9371	Aib-24	Sewerage	TPBS Valves	Non Return Valve			$2,148.86	$2,148.86	$193.65	$2,342.51	Indemnity	$1,217.90
Queenstown Lakes District Council	Queenstown Lakes District, Otago	10144334	10142608	229549	{EC813BBC-0598-4A04-85B0-910A34B3C69A}	4 SHOTOVER DELTA ROAD LOWER SHOTOVER QUEENSTOWN 9304	Aib-24	Sewerage	TPBS Valves	Non Return Valve			$2,734.78	$2,734.78	$246.45	$2,981.23	Reinstatement	$2,981.23
Queenstown Lakes District Council	Queenstown Lakes District, Otago	10144335	10142567	3529	{1A6BBC63-F933-4C82-9843-88E125325CB4}	CEDAR DRIVE	Aib-24	Sewerage	TPBS Valves	Non Return Valve	1970	01/01/1970	$2,148.86	$2,148.86	$193.65	$2,342.51	Indemnity	$621.96
Queenstown Lakes District Council	Queenstown Lakes District, Otago	10144336	10142603	2753	{EC46EEB1-EF9F-48C0-95C7-4CA024BE0281}	GLENORCHY-QUEENSTOWN ROAD CLOSEBURN QUEENSTOWN 9371	Aib-24	Water Supply	TPBS Valves	Non Return Valve	2000	01/01/2000	$3,125.92	$3,125.92	$281.69	$3,407.62	Reinstatement	$3,407.62
Queenstown Lakes District Council	Queenstown Lakes District, Otago	10144337	10142608	229410	{EC813BBC-0598-4A04-85B0-910A34B3C69A}	4 SHOTOVER DELTA ROAD LOWER SHOTOVER QUEENSTOWN 9304	Aib-24	Sewerage	Electrical Equipment	Flow Indicating Tran			$72,909.90	$72,909.90	$6,570.31	$79,480.21	Reinstatement	$79,480.21
Queenstown Lakes District Council	Queenstown Lakes District, Otago	10144338	10142628	240794	{C7D28BC6-260F-4E2E-87A2-AFB6947A9322}	14 HEATON PARK DRIVE WANAKA 9305	Aib-24	Water Supply	TPBS Valves	Non Return Valve			$977.06	$977.06	$88.05	$1,065.11	Indemnity	$625.22
Queenstown Lakes District Council	Queenstown Lakes District, Otago	10144339	10142608	229463	{EC813BBC-0598-4A04-85B0-910A34B3C69A}	4 SHOTOVER DELTA ROAD LOWER SHOTOVER QUEENSTOWN 9304	Aib-24	Sewerage	Electrical Equipment	Flow Indicating Tran			$72,909.90	$72,909.90	$6,570.31	$79,480.21	Reinstatement	$79,480.21
Queenstown Lakes District Council	Queenstown Lakes District, Otago	10144340	10142608	229412	{EC813BBC-0598-4A04-85B0-910A34B3C69A}	4 SHOTOVER DELTA ROAD LOWER SHOTOVER QUEENSTOWN 9304	Aib-24	Sewerage	Electrical Equipment	Flow Indicating Tran			$72,909.90	$72,909.90	$6,570.31	$79,480.21	Reinstatement	$79,480.21
Queenstown Lakes District Council	Queenstown Lakes District, Otago	10144341	10142608	229413	{EC813BBC-0598-4A04-85B0-910A34B3C69A}	4 SHOTOVER DELTA ROAD LOWER SHOTOVER QUEENSTOWN 9304	Aib-24	Sewerage	Electrical Equipment	Flow Indicating Tran			$72,909.90	$72,909.90	$6,570.31	$79,480.21	Reinstatement	$79,480.21
Queenstown Lakes District Council	Queenstown Lakes District, Otago	10144342	10142608	229414	{EC813BBC-0598-4A04-85B0-910A34B3C69A}	4 SHOTOVER DELTA ROAD LOWER SHOTOVER QUEENSTOWN 9304	Aib-24	Sewerage	Electrical Equipment	Flow Indicating Tran			$72,909.90	$72,909.90	$6,570.31	$79,480.21	Reinstatement	$79,480.21
Queenstown Lakes District Council	Queenstown Lakes District, Otago	10144343	10142608	229411	{EC813BBC-0598-4A04-85B0-910A34B3C69A}	4 SHOTOVER DELTA ROAD LOWER SHOTOVER QUEENSTOWN 9304	Aib-24	Sewerage	Electrical Equipment	Flow Indicating Tran			$72,909.90	$72,909.90	$6,570.31	$79,480.21	Reinstatement	$79,480.21
Queenstown Lakes District Council	Queenstown Lakes District, Otago	10144344	10142613	210249	{A8583AED-3506-4687-84A0-9DB24649ADD6}	WANAKA-MOUNT ASPIRING ROAD WANAKA 9382	Aib-24	Water Supply	TPBS Valves	Solenoid Valve	2013	01/10/2013	$2,202.89	$2,202.89	$198.51	$2,401.40	Indemnity	$1,575.51
Queenstown Lakes District Council	Queenstown Lakes District, Otago	10144345	10142627	79477	{7AE69CE2-C9B4-45F2-BCC0-7DCB1E4A6C66}	16 LLOYD DUNN AVENUE RD 2 WANAKA 9305	Aib-24	Sewerage	Miscellaneous	Speed Indicator	2008	04/11/2008	$1,655.59	$1,655.59	$149.19	$1,804.79	Reinstatement	$1,804.79
Queenstown Lakes District Council	Queenstown Lakes District, Otago	10144346	10142608	229617	{EC813BBC-0598-4A04-85B0-910A34B3C69A}	4 SHOTOVER DELTA ROAD LOWER SHOTOVER QUEENSTOWN 9304	Aib-24	Sewerage	Electrical Equipment	Flow Indicating Tran			$72,909.90	$72,909.90	$6,570.31	$79,480.21	Reinstatement	$79,480.21
Queenstown Lakes District Council	Queenstown Lakes District, Otago	10144347	10142637	210863	{8F07E1B9-9906-497F-97AE-1A5275B5D8FC}	707 WANAKA-LUGGATE HIGHWAY RD 2 WANAKA 9382	Aib-24	Water Supply	Miscellaneous	Flowmeter Chamber			$6,675.78	$6,675.78	$601.59	$7,277.37	Indemnity	$5,159.57
Queenstown Lakes District Council	Queenstown Lakes District, Otago	10144348	10142604	210832	{14EF4B20-0465-4DBA-8FFE-97C7DBFF07C5}	DOMAIN ROAD RD 2 WANAKA 9382	Aib-24	Sewerage	Miscellaneous	Flowmeter Chamber	2010	01/08/2010	$6,675.78	$6,675.78	$601.59	$7,277.37	Indemnity	$5,390.60
Queenstown Lakes District Council	Queenstown Lakes District, Otago	10144349	10142611	4074	{6AB85459-F98F-4B45-BF58-32E06558AD54}	KIRIMOKO CRESCENT WANAKA 9305	Aib-24	Water Supply	Miscellaneous	Flowmeter Chamber	2003	01/01/2003	$6,675.78	$6,675.78	$601.59	$7,277.37	Indemnity	$4,851.54
Queenstown Lakes District Council	Queenstown Lakes District, Otago	10144351	10142611	210886	{6AB85459-F98F-4B45-BF58-32E06558AD54}	KIRIMOKO CRESCENT WANAKA 9305	Aib-24	Water Supply	Miscellaneous	Flowmeter Chamber	2003	01/01/2003	$6,675.78	$6,675.78	$601.59	$7,277.37	Indemnity	$4,851.54
Queenstown Lakes District Council	Queenstown Lakes District, Otago	10144352	10142614	217476	{D5657136-69A8-42AA-9950-92C7BAD61D7F}	3840 ALICE BURN DRIVE RD 3 CROMWELL 9383	Aib-24	Water Supply	Miscellaneous	Flowmeter Chamber	2002	01/02/2002	$6,675.78	$6,675.78	$601.59	$7,277.37	Indemnity	$4,667.30
Queenstown Lakes District Council	Queenstown Lakes District, Otago	10144357	10142643	240591	{6772A231-EDB6-427F-A65D-04E54E1F5C40}	14 WANAKA-LUGGATE HIGHWAY RD 2 WANAKA 9382	Aib-24	Water Supply	Miscellaneous	Flowmeter Chamber	2013	01/06/2013	$6,675.78	$6,675.78	$601.59	$7,277.37	Indemnity	$5,621.62
Queenstown Lakes District Council	Queenstown Lakes District, Otago	10144360	10142597	240851	{E53D3297-9713-4766-9806-99D9683A4DF7}	MANCHESTER PLACE QUEENSTOWN 9300	Aib-24	Water Supply	Electrical Equipment	Generator Connection	2013	01/05/2013	$4,667.63	$4,667.63	$420.63	$5,088.26	Indemnity	$2,035.29
Queenstown Lakes District Council	Queenstown Lakes District, Otago	10144361	10142557	217247	{D3892861-1F27-4A7F-9D74-390EED74B048}	WIDGEON PLACE LAKE HAYES QUEENSTOWN 9304	Aib-24	Sewerage	Miscellaneous	Flowmeter Chamber	2006	01/01/2006	$6,675.78	$6,675.78	$601.59	$7,277.37	Indemnity	$5,082.56
Queenstown Lakes District Council	Queenstown Lakes District, Otago	10144362	10142553	217240	{6032F183-CDD0-4AB4-AC42-817A7DEF3634}	59 ARROWTOWN-LAKE HAYES ROAD RD 1 QUEENSTOWN 9371	Aib-24	Sewerage	Miscellaneous	Flowmeter Chamber	2002	01/01/2002	$6,675.78	$6,675.78	$601.59	$7,277.37	Indemnity	$4,774.53
Queenstown Lakes District Council	Queenstown Lakes District, Otago	10144366	10142608	229500	{EC813BBC-0598-4A04-85B0-910A34B3C69A}	4 SHOTOVER DELTA ROAD LOWER SHOTOVER QUEENSTOWN 9304	Aib-24	Sewerage	Misc	Flexible Joint			$1,335.15	$1,335.15	$120.32	$1,455.47	Reinstatement	$1,455.47
Queenstown Lakes District Council	Queenstown Lakes District, Otago	10144367	10005507	206881	{A8C199A0-C5B2-4990-994B-AF9EB468DB56}	ATKINS ROAD LUGGATE WANAKA 9382	Aib-24	Water Supply	Structures	Reservoir			$33,754.91	$33,754.91	$3,041.84	$36,796.74	Reinstatement	$36,796.74
Queenstown Lakes District Council	Queenstown Lakes District, Otago	10144369	10142608	229378	{EC813BBC-0598-4A04-85B0-910A34B3C69A}	4 SHOTOVER DELTA ROAD LOWER SHOTOVER QUEENSTOWN 9304	Aib-24	Sewerage	Misc	Flexible Joint			$1,335.15	$1,335.15	$120.32	$1,455.47	Reinstatement	$1,455.47
Queenstown Lakes District Council	Queenstown Lakes District, Otago	10144370	10142576	3386	{DED59DCD-261A-4581-BEAA-12D52DDA3AD6}	KINGSTON STREET	Aib-24	Sewerage	TPBS Valves	Non Return Valve	1989	01/01/1989	$2,148.86	$2,148.86	$193.65	$2,342.51	Indemnity	$803.66
Queenstown Lakes District Council	Queenstown Lakes District, Otago	10144371	10142608	229499	{EC813BBC-0598-4A04-85B0-910A34B3C69A}	4 SHOTOVER DELTA ROAD LOWER SHOTOVER QUEENSTOWN 9304	Aib-24	Sewerage	Misc	Flexible Joint			$1,335.15	$1,335.15	$120.32	$1,455.47	Reinstatement	$1,455.47
Queenstown Lakes District Council	Queenstown Lakes District, Otago	10144372	10142608	229498	{EC813BBC-0598-4A04-85B0-910A34B3C69A}	4 SHOTOVER DELTA ROAD LOWER SHOTOVER QUEENSTOWN 9304	Aib-24	Sewerage	Misc	Flexible Joint			$1,335.15	$1,335.15	$120.32	$1,455.47	Reinstatement	$1,455.47
Queenstown Lakes District Council	Queenstown Lakes District, Otago	10144373	10142608	229379	{EC813BBC-0598-4A04-85B0-910A34B3C69A}	4 SHOTOVER DELTA ROAD LOWER SHOTOVER QUEENSTOWN 9304	Aib-24	Sewerage	Misc	Flexible Joint			$1,335.15	$1,335.15	$120.32	$1,455.47	Reinstatement	$1,455.47
Queenstown Lakes District Council	Queenstown Lakes District, Otago	10144374	10005507	206884	{A8C199A0-C5B2-4990-994B-AF9EB468DB56}	ATKINS ROAD LUGGATE WANAKA 9382	Aib-24	Water Supply	Structures	Reservoir			$33,754.91	$33,754.91	$3,041.84	$36,796.74	Reinstatement	$36,796.74
Queenstown Lakes District Council	Queenstown Lakes District, Otago	10144375	10142600	2853	{EA00FD14-D04D-4FB9-A0BA-93E642E8E429}	PENINSULA ROAD KELVIN HEIGHTS QUEENSTOWN 9300	Aib-24	Water Supply	TPBS Valves	Non Return Valve	2002	01/01/2002	$2,929.53	$2,929.53	$264.00	$3,193.53	Indemnity	$1,682.17
Queenstown Lakes District Council	Queenstown Lakes District, Otago	10144376	10005511	4056	{EE009851-514C-4301-B8D0-22DA3E4E77A8}	HOWARDS DRIVE LAKE HAYES QUEENSTOWN 9304	Aib-24	Water Supply	Structures	Reservoir	2006	01/01/2006	$308,786.56	$308,786.56	$27,826.43	$336,612.98	Reinstatement	$336,612.98
Queenstown Lakes District Council	Queenstown Lakes District, Otago	10144377	10142608	229497	{EC813BBC-0598-4A04-85B0-910A34B3C69A}	4 SHOTOVER DELTA ROAD LOWER SHOTOVER QUEENSTOWN 9304	Aib-24	Sewerage	Misc	Flexible Joint			$1,335.15	$1,335.15	$120.32	$1,455.47	Reinstatement	$1,455.47
Queenstown Lakes District Council	Queenstown Lakes District, Otago	10144378	10142634	209957	{3F54E71F-EAD9-4A6F-B04D-907BB9BDE28F}	28 STRAINS ROAD RD 1 QUEENSTOWN 9371	Aib-24	Sewerage	TPBS Valves	Non Return Valve	2007	01/01/2007	$2,148.86	$2,148.86	$193.65	$2,342.51	Indemnity	$1,414.33
Queenstown Lakes District Council	Queenstown Lakes District, Otago	10144379	10142608	229548	{EC813BBC-0598-4A04-85B0-910A34B3C69A}	4 SHOTOVER DELTA ROAD LOWER SHOTOVER QUEENSTOWN 9304	Aib-24	Sewerage	TPBS Valves	Non Return Valve			$2,734.78	$2,734.78	$246.45	$2,981.23	Reinstatement	$2,981.23
Queenstown Lakes District Council	Queenstown Lakes District, Otago	10144380	10005514	4034	{EA915F74-A6A1-4E7C-A7A0-796A7D28CF2B}	GLENORCHY-QUEENSTOWN ROAD CLOSEBURN QUEENSTOWN 9371	Aib-24	Water Supply	Miscellaneous	Access Road	2000	01/01/2000	$9,330.86	$9,330.86	$840.85	$10,171.72	Reinstatement	$10,171.72
Queenstown Lakes District Council	Queenstown Lakes District, Otago	10144381	10142578	3719	{3C541161-7455-419E-B974-57D00C3989DC}	EELY POINT ROAD WANAKA 9305	Aib-24	Sewerage	TPBS Valves	Non Return Valve	2000	01/01/2000	$977.06	$977.06	$88.05	$1,065.11	Indemnity	$518.04
Queenstown Lakes District Council	Queenstown Lakes District, Otago	10144383	10142555	4088	{2DFD307F-1398-4BAD-B18C-CAA015831C1E}	LAKE HAYES-ARROW JUNCTION HIGHWAY RD 1 QUEENSTOWN 9371	Aib-24	Sewerage	Miscellaneous	Odour Absorbtion Bed	2002	01/01/2002	$16,991.63	$16,991.63	$1,531.21	$18,522.84	Indemnity	$9,756.80
Queenstown Lakes District Council	Queenstown Lakes District, Otago	10144384	10142557	4093	{D3892861-1F27-4A7F-9D74-390EED74B048}	WIDGEON PLACE LAKE HAYES QUEENSTOWN 9304	Aib-24	Sewerage	Miscellaneous	Odour Absorbtion Bed	2006	01/01/2006	$16,991.63	$16,991.63	$1,531.21	$18,522.84	Indemnity	$10,872.85
Queenstown Lakes District Council	Queenstown Lakes District, Otago	10144385	10142564	4100	{BFBFBB84-D102-4ACA-8418-8B4EB42050A5}	PARK STREET QUEENSTOWN 9300	Aib-24	Sewerage	Miscellaneous	Odour Absorbtion Bed	2003	01/01/2003	$16,991.63	$16,991.63	$1,531.21	$18,522.84	Indemnity	$8,232.30
Queenstown Lakes District Council	Queenstown Lakes District, Otago	10144386	10142547	216926	{AEADAC2C-9FD2-4F50-B20B-CCB6EF8C23A7}	1125 MALAGHANS ROAD RD 1 QUEENSTOWN 9371	Aib-24	Sewerage	Miscellaneous	Odour Absorbtion Bed	2004	01/01/2004	$16,991.63	$16,991.63	$1,531.21	$18,522.84	Indemnity	$10,132.06
Queenstown Lakes District Council	Queenstown Lakes District, Otago	10144388	10142635	241024	{948DF4DA-5250-428E-90B7-018D9982AB8A}	19 ELLEN JOHNSON TERRACE RD 1 QUEENSTOWN 9371	Aib-24	Sewerage	Flow Meter	Flowmeter	2012	06/06/2012	$19,323.61	$19,323.61	$1,741.36	$21,064.97	Indemnity	$7,489.70
Queenstown Lakes District Council	Queenstown Lakes District, Otago	10144389	10142608	229453	{EC813BBC-0598-4A04-85B0-910A34B3C69A}	4 SHOTOVER DELTA ROAD LOWER SHOTOVER QUEENSTOWN 9304	Aib-24	Sewerage	Miscellaneous	Odour Absorbtion Bed	2014	12/12/2014	$24,071.62	$24,071.62	$2,169.22	$26,240.85	Reinstatement	$26,240.85
Queenstown Lakes District Council	Queenstown Lakes District, Otago	10145833	10142560	210292	{651DED27-2CF7-4E8C-9EBE-4D1D6ADF66AA}	WILLOW PLACE	Aib-24	Sewerage	Electrical Equipment	Switchboard	2010	01/02/2010	$0.00	$0.00	$0.00	$0.00	Indemnity	$0.00
Queenstown Lakes District Council	Queenstown Lakes District, Otago	10144390	10142658	237036	{D458CA5E-B986-47C6-AD40-8359B08B7A97}	13 LAKE AVENUE FRANKTON QUEENSTOWN 9300	Aib-24	Sewerage	Flow Meter	Flowmeter	2012	08/08/2012	$18,958.61	$18,958.61	$1,708.46	$20,667.08	Reinstatement	$20,667.08
Queenstown Lakes District Council	Queenstown Lakes District, Otago	10144391	10142625	216913	{6EFDB77B-3B91-437E-8013-7F0743951CC5}	ALBERTOWN	Aib-24	Sewerage	Miscellaneous	Odour Absorbtion Bed	2008	04/11/2008	$80,505.79	$80,505.79	$7,254.81	$87,760.61	Indemnity	$54,458.93
Queenstown Lakes District Council	Queenstown Lakes District, Otago	10144392	10142606	3981	{17B7DB13-3757-4ED7-9B8B-44C7DC194176}	101 BALLANTYNE ROAD WANAKA 9305	Aib-24	Sewerage	Miscellaneous	Outlet Chamber	2000	01/01/2000	$6,324.44	$6,324.44	$569.93	$6,894.37	Indemnity	$4,289.79
Queenstown Lakes District Council	Queenstown Lakes District, Otago	10144393	10142608	210930	{EC813BBC-0598-4A04-85B0-910A34B3C69A}	4 SHOTOVER DELTA ROAD LOWER SHOTOVER QUEENSTOWN 9304	Aib-24	Sewerage	Miscellaneous	Outlet Chamber			$6,324.44	$6,324.44	$569.93	$6,894.37	Reinstatement	$6,894.37
Queenstown Lakes District Council	Queenstown Lakes District, Otago	10144399	10142629	216992	{C75F3211-48B4-43FE-89B4-3DC012DEEDC8}	ATLEY ROAD	Aib-24	Sewerage	Structures	Retaining Walls Bund	2008	01/02/2008	$2,850.21	$2,850.21	$256.85	$3,107.06	Indemnity	$1,709.69
Queenstown Lakes District Council	Queenstown Lakes District, Otago	10144401	10142608	210973	{EC813BBC-0598-4A04-85B0-910A34B3C69A}	4 SHOTOVER DELTA ROAD LOWER SHOTOVER QUEENSTOWN 9304	Aib-24	Sewerage	Miscellaneous	Overflow spillway			$67,524.04	$67,524.04	$6,084.96	$73,609.00	Reinstatement	$73,609.00
Queenstown Lakes District Council	Queenstown Lakes District, Otago	10144402	10142608	210974	{EC813BBC-0598-4A04-85B0-910A34B3C69A}	4 SHOTOVER DELTA ROAD LOWER SHOTOVER QUEENSTOWN 9304	Aib-24	Sewerage	Miscellaneous	Overflow spillway			$67,524.04	$67,524.04	$6,084.96	$73,609.00	Reinstatement	$73,609.00
Queenstown Lakes District Council	Queenstown Lakes District, Otago	10144404	10005503	4165	{0D6C5C1F-C741-4AE3-9003-F1942042F536}	BEACON POINT ROAD WANAKA 9305	Aib-24	Water Supply	Miscellaneous	Overflow spillway	2003	01/01/2003	$134,318.73	$134,318.73	$12,104.19	$146,422.92	Reinstatement	$146,422.92
Queenstown Lakes District Council	Queenstown Lakes District, Otago	10144405	10142608	210970	{EC813BBC-0598-4A04-85B0-910A34B3C69A}	4 SHOTOVER DELTA ROAD LOWER SHOTOVER QUEENSTOWN 9304	Aib-24	Sewerage	Miscellaneous	Overflow spillway			$67,524.04	$67,524.04	$6,084.96	$73,609.00	Reinstatement	$73,609.00
Queenstown Lakes District Council	Queenstown Lakes District, Otago	10144406	10005513	209598	{5EA3AF37-8F1D-43A0-B278-FA00A674AF37}	GOLDFIELD HEIGHTS QUEENSTOWN 9300	Aib-24	Water Supply	Flow Meter	Flowmeter			$18,958.61	$18,958.61	$1,708.46	$20,667.08	Reinstatement	$20,667.08
Queenstown Lakes District Council	Queenstown Lakes District, Otago	10144407	10142613	217502	{A8583AED-3506-4687-84A0-9DB24649ADD6}	WANAKA-MOUNT ASPIRING ROAD WANAKA 9382	Aib-24	Water Supply	Miscellaneous	Overflow spillway			$16,926.87	$16,926.87	$1,525.37	$18,452.24	Indemnity	$9,792.15
Queenstown Lakes District Council	Queenstown Lakes District, Otago	10144408	10005507	4178	{A8C199A0-C5B2-4990-994B-AF9EB468DB56}	ATKINS ROAD LUGGATE WANAKA 9382	Aib-24	Water Supply	Miscellaneous	Overflow spillway	2000	01/01/2000	$19,292.37	$19,292.37	$1,738.54	$21,030.91	Reinstatement	$21,030.91
Queenstown Lakes District Council	Queenstown Lakes District, Otago	10144409	10142634	210048	{3F54E71F-EAD9-4A6F-B04D-907BB9BDE28F}	28 STRAINS ROAD RD 1 QUEENSTOWN 9371	Aib-24	Sewerage	Miscellaneous	Overflow spillway			$6,734.07	$6,734.07	$606.84	$7,340.91	Indemnity	$4,764.43
Queenstown Lakes District Council	Queenstown Lakes District, Otago	10144412	10142608	210969	{EC813BBC-0598-4A04-85B0-910A34B3C69A}	4 SHOTOVER DELTA ROAD LOWER SHOTOVER QUEENSTOWN 9304	Aib-24	Sewerage	Miscellaneous	Overflow spillway			$67,524.04	$67,524.04	$6,084.96	$73,609.00	Reinstatement	$73,609.00
Queenstown Lakes District Council	Queenstown Lakes District, Otago	10144413	10142606	3982	{17B7DB13-3757-4ED7-9B8B-44C7DC194176}	101 BALLANTYNE ROAD WANAKA 9305	Aib-24	Sewerage	Miscellaneous	Overflow spillway	1978	01/01/1978	$47,321.87	$47,321.87	$4,264.43	$51,586.29	Indemnity	$10,699.28
Queenstown Lakes District Council	Queenstown Lakes District, Otago	10144415	10142580	3734	{CBD06528-72E0-4678-BC4A-93B207D1B10E}	163 ARDMORE STREET WANAKA 9305	Aib-24	Sewerage	Flow Meter	Flowmeter	1997	01/01/1997	$45,989.50	$45,989.50	$4,144.36	$50,133.86	Reinstatement	$50,133.86
Queenstown Lakes District Council	Queenstown Lakes District, Otago	10144417	10142619	210617	{89034D7D-5C5D-4987-9FB3-9F51E14509EE}	PENINSULA ROAD KELVIN HEIGHTS QUEENSTOWN 9300	Aib-24	Water Supply	Misc	Sampler	2003	01/01/2003	$52,000.87	$52,000.87	$4,686.08	$56,686.95	Indemnity	$4,381.56
Queenstown Lakes District Council	Queenstown Lakes District, Otago	10144418	10142630	202016	{DC81B536-EA8D-4763-B2C8-0AB48FE76118}	BALMORAL	Aib-24	Water Supply	Structures	Pressure Break Tank			$5,973.08	$5,973.08	$538.27	$6,511.35	Indemnity	$1,929.27
Queenstown Lakes District Council	Queenstown Lakes District, Otago	10144419	10142628	202037	{C7D28BC6-260F-4E2E-87A2-AFB6947A9322}	14 HEATON PARK DRIVE WANAKA 9305	Aib-24	Water Supply	Structures	Pressure Break Tank			$5,973.08	$5,973.08	$538.27	$6,511.35	Indemnity	$578.78
Queenstown Lakes District Council	Queenstown Lakes District, Otago	10144427	10142608	229503	{EC813BBC-0598-4A04-85B0-910A34B3C69A}	4 SHOTOVER DELTA ROAD LOWER SHOTOVER QUEENSTOWN 9304	Aib-24	Sewerage	Miscellaneous	Pump Chamber			$43,341.47	$43,341.47	$3,905.73	$47,247.21	Reinstatement	$47,247.21
Queenstown Lakes District Council	Queenstown Lakes District, Otago	10144428	10142628	202044	{C7D28BC6-260F-4E2E-87A2-AFB6947A9322}	14 HEATON PARK DRIVE WANAKA 9305	Aib-24	Water Supply	Miscellaneous	Pump Chamber			$7,076.19	$7,076.19	$637.67	$7,713.86	Indemnity	$3,918.12
Queenstown Lakes District Council	Queenstown Lakes District, Otago	10144429	10142552	217238	{2190EC7C-4D3B-4B45-B25E-D60E29A287BC}	59 ARROWTOWN-LAKE HAYES ROAD RD 1 QUEENSTOWN 9371	Aib-24	Sewerage	Miscellaneous	Pump Chamber	2009	01/07/2009	$7,076.19	$7,076.19	$637.67	$7,713.86	Indemnity	$5,466.83
Queenstown Lakes District Council	Queenstown Lakes District, Otago	10144430	10142658	237035	{D458CA5E-B986-47C6-AD40-8359B08B7A97}	13 LAKE AVENUE FRANKTON QUEENSTOWN 9300	Aib-24	Sewerage	Flow Meter	Flowmeter	2012	08/08/2012	$18,958.61	$18,958.61	$1,708.46	$20,667.08	Reinstatement	$20,667.08
Queenstown Lakes District Council	Queenstown Lakes District, Otago	10144431	10142581	206992	{CBD8C761-31C7-44E6-9896-6FCD77CC7C54}	MAKARORA-LAKE HAWEA ROAD MAKARORA WANAKA 9382	Aib-24	Water Supply	Miscellaneous	Pump Chamber			$7,076.19	$7,076.19	$637.67	$7,713.86	Indemnity	$1,469.29
Queenstown Lakes District Council	Queenstown Lakes District, Otago	10144432	10142637	210862	{8F07E1B9-9906-497F-97AE-1A5275B5D8FC}	707 WANAKA-LUGGATE HIGHWAY RD 2 WANAKA 9382	Aib-24	Water Supply	Miscellaneous	Pump Chamber			$7,076.19	$7,076.19	$637.67	$7,713.86	Indemnity	$4,657.38
Queenstown Lakes District Council	Queenstown Lakes District, Otago	10144433	10142658	237046	{D458CA5E-B986-47C6-AD40-8359B08B7A97}	13 LAKE AVENUE FRANKTON QUEENSTOWN 9300	Aib-24	Sewerage	Miscellaneous	Pump Chamber	2012	08/08/2012	$7,076.19	$7,076.19	$637.67	$7,713.86	Reinstatement	$7,713.86
Queenstown Lakes District Council	Queenstown Lakes District, Otago	10144434	10142627	79694	{7AE69CE2-C9B4-45F2-BCC0-7DCB1E4A6C66}	16 LLOYD DUNN AVENUE RD 2 WANAKA 9305	Aib-24	Sewerage	Miscellaneous	Hose or Reel	2008	06/11/2008	$1,335.15	$1,335.15	$120.32	$1,455.47	Reinstatement	$1,455.47
Queenstown Lakes District Council	Queenstown Lakes District, Otago	10144435	10142610	209554	{7F1A6410-C3B4-40D2-BE28-63D256777D52}	MAKARORA-LAKE HAWEA ROAD MAKARORA WANAKA 9382	Aib-24	Water Supply	Structures	Mechanical Screen			$44,350.60	$44,350.60	$3,996.67	$48,347.27	Indemnity	$19,338.74
Queenstown Lakes District Council	Queenstown Lakes District, Otago	10144436	10142638	210543	{05647476-047E-4AD5-A8D2-AB82711D1032}	HIGHVIEW TCE	Aib-24	Water Supply	Miscellaneous	Pump Chamber	2000	01/01/2000	$7,076.19	$7,076.19	$637.67	$7,713.86	Indemnity	$3,751.78
Queenstown Lakes District Council	Queenstown Lakes District, Otago	10144437	10142633	209891	{F398540C-F3A3-4699-A985-1C1FF1022601}	28 STRAINS ROAD RD 1 QUEENSTOWN 9371	Aib-24	Sewerage	Miscellaneous	Pump Chamber	2007	01/01/2007	$25,207.93	$25,207.93	$2,271.62	$27,479.55	Indemnity	$18,814.66
Queenstown Lakes District Council	Queenstown Lakes District, Otago	10144438	10142635	209971	{948DF4DA-5250-428E-90B7-018D9982AB8A}	19 ELLEN JOHNSON TERRACE RD 1 QUEENSTOWN 9371	Aib-24	Sewerage	Miscellaneous	Pump Chamber	2007	01/01/2007	$152,135.46	$152,135.46	$13,709.75	$165,845.21	Indemnity	$113,550.66
Queenstown Lakes District Council	Queenstown Lakes District, Otago	10144421	10005502	222366	{84C8126C-EBB5-4246-9907-805214BDAA39}	LAKE HAWEA-ALBERT TOWN ROAD RD 2 WANAKA 9382	Aib-24	Water Supply	Flow Meter	Flowmeter	2011	20/06/2011	$18,958.61	$18,958.61	$1,708.46	$20,667.08	Reinstatement	$20,667.08
Queenstown Lakes District Council	Queenstown Lakes District, Otago	10144422	10142599	4010	{1D623E50-891D-4DB8-9B6F-7232B4415B25}	LOMOND CRESCENT	Aib-24	Water Supply	Miscellaneous	Pump Chamber	1999	01/01/1999	$7,076.19	$7,076.19	$637.67	$7,713.86	Indemnity	$3,622.41
Queenstown Lakes District Council	Queenstown Lakes District, Otago	10144423	10142621	209560	{3FA57A6E-A114-45D3-9D90-DD589BD3AA1C}	MIDDELTON ROAD	Aib-24	Water Supply	Miscellaneous	Pump Chamber			$41,792.12	$41,792.12	$3,766.11	$45,558.23	Indemnity	$26,742.54
Queenstown Lakes District Council	Queenstown Lakes District, Otago	10144424	10142634	210047	{3F54E71F-EAD9-4A6F-B04D-907BB9BDE28F}	28 STRAINS ROAD RD 1 QUEENSTOWN 9371	Aib-24	Sewerage	Miscellaneous	Pump Chamber			$124,716.80	$124,716.80	$11,238.90	$135,955.70	Indemnity	$93,085.96
Queenstown Lakes District Council	Queenstown Lakes District, Otago	10144425	10142558	206858	{8140ABC2-039A-4444-AE36-570292AD2576}	13 LAKE AVENUE FRANKTON QUEENSTOWN 9300	Aib-24	Sewerage	Miscellaneous	Pump Chamber	1974	01/01/1974	$7,076.19	$7,076.19	$637.67	$7,713.86	Indemnity	$2,823.35
Queenstown Lakes District Council	Queenstown Lakes District, Otago	10144440	10142629	79848	{C75F3211-48B4-43FE-89B4-3DC012DEEDC8}	ATLEY ROAD	Aib-24	Sewerage	Miscellaneous	Pump Chamber	2008	01/02/2008	$7,076.19	$7,076.19	$637.67	$7,713.86	Indemnity	$5,374.17
Queenstown Lakes District Council	Queenstown Lakes District, Otago	10144441	10142626	216863	{FE08E59C-05A5-4DFE-AC48-E6BED98B0C33}	ALBERTOWN	Aib-24	Sewerage	Miscellaneous	Pump Chamber	2008	04/11/2008	$7,076.19	$7,076.19	$637.67	$7,713.86	Indemnity	$4,617.78
Queenstown Lakes District Council	Queenstown Lakes District, Otago	10144442	10142643	221316	{6772A231-EDB6-427F-A65D-04E54E1F5C40}	14 WANAKA-LUGGATE HIGHWAY RD 2 WANAKA 9382	Aib-24	Water Supply	Miscellaneous	Pump Chamber	1993	01/01/1993	$7,076.19	$7,076.19	$637.67	$7,713.86	Indemnity	$3,482.77
Queenstown Lakes District Council	Queenstown Lakes District, Otago	10144444	10142637	210871	{8F07E1B9-9906-497F-97AE-1A5275B5D8FC}	707 WANAKA-LUGGATE HIGHWAY RD 2 WANAKA 9382	Aib-24	Water Supply	Structures	Mechanical Screen			$5,062.82	$5,062.82	$456.24	$5,519.05	Indemnity	$3,582.00
Queenstown Lakes District Council	Queenstown Lakes District, Otago	10144445	10142641	221396	{F64CD052-0457-4E83-935B-E5DF01601346}	1128 WANAKA-MOUNT ASPIRING ROAD GLENDHU BAY WANAKA 9382	Aib-24	Water Supply	Structures	Mechanical Screen	2010	29/11/2010	$24,588.86	$24,588.86	$2,215.84	$26,804.70	Indemnity	$18,531.48
Queenstown Lakes District Council	Queenstown Lakes District, Otago	10145876	10142638	210553	{05647476-047E-4AD5-A8D2-AB82711D1032}	HIGHVIEW TCE	Aib-24	Water Supply	Electrical Equipment	Pressure Sensor	2000	01/01/2000	$0.00	$0.00	$0.00	$0.00	Indemnity	$0.00
Queenstown Lakes District Council	Queenstown Lakes District, Otago	10144446	10142614	249824	{D5657136-69A8-42AA-9950-92C7BAD61D7F}	3840 ALICE BURN DRIVE RD 3 CROMWELL 9383	Aib-24	Water Supply	Electrical Equipment	pH Analyser	2003	01/07/2003	$30,376.14	$30,376.14	$2,737.36	$33,113.50	Indemnity	$2,559.47
Queenstown Lakes District Council	Queenstown Lakes District, Otago	10144447	10142614	249825	{D5657136-69A8-42AA-9950-92C7BAD61D7F}	3840 ALICE BURN DRIVE RD 3 CROMWELL 9383	Aib-24	Water Supply	Electrical Equipment	pH Analyser	2003	01/07/2003	$30,376.14	$30,376.14	$2,737.36	$33,113.50	Indemnity	$2,559.47
Queenstown Lakes District Council	Queenstown Lakes District, Otago	10144448	10142622	79294	{DA65E0BB-0ED9-4581-9762-111C5DCF3EE1}	1128 AUBREY ROAD ALBERT TOWN WANAKA 9305	Aib-24	Sewerage	Electrical Equipment	Switchboard			$72,858.61	$72,858.61	$6,565.68	$79,424.29	Indemnity	$6,139.02
Queenstown Lakes District Council	Queenstown Lakes District, Otago	10144450	10142618	241019	{96F6CEAE-D7DD-480B-B9D7-E0E01956C4B0}	HOWARDS DRIVE LAKE HAYES QUEENSTOWN 9304	Aib-24	Water Supply	Electrical Equipment	pH Analyser	2013	01/01/2013	$21,972.43	$21,972.43	$1,980.05	$23,952.49	Indemnity	$5,677.58
Queenstown Lakes District Council	Queenstown Lakes District, Otago	10144451	10142630	202010	{DC81B536-EA8D-4763-B2C8-0AB48FE76118}	BALMORAL	Aib-24	Water Supply	Flow Meter	Flowmeter			$18,958.61	$18,958.61	$1,708.46	$20,667.08	Indemnity	$6,123.52
Queenstown Lakes District Council	Queenstown Lakes District, Otago	10144452	10142561	3509	{75322284-DBCB-4BEF-9E84-E12969426588}	KAWARAU PLACE FRANKTON QUEENSTOWN 9300	Aib-24	Sewerage	Flow Meter	Flowmeter	2002	01/01/2002	$18,958.61	$18,958.61	$1,708.46	$20,667.08	Indemnity	$1,530.88
Queenstown Lakes District Council	Queenstown Lakes District, Otago	10144454	10142658	237029	{D458CA5E-B986-47C6-AD40-8359B08B7A97}	13 LAKE AVENUE FRANKTON QUEENSTOWN 9300	Aib-24	Sewerage	Pipework	Pipework	2012	08/08/2012	$1,359.63	$1,359.63	$122.52	$1,482.15	Reinstatement	$1,482.15
Queenstown Lakes District Council	Queenstown Lakes District, Otago	10144457	10142608	229415	{EC813BBC-0598-4A04-85B0-910A34B3C69A}	4 SHOTOVER DELTA ROAD LOWER SHOTOVER QUEENSTOWN 9304	Aib-24	Sewerage	Pipework	Pipework			$13,961.36	$13,961.36	$1,258.13	$15,219.50	Reinstatement	$15,219.50
Queenstown Lakes District Council	Queenstown Lakes District, Otago	10144460	10142600	210581	{EA00FD14-D04D-4FB9-A0BA-93E642E8E429}	PENINSULA ROAD KELVIN HEIGHTS QUEENSTOWN 9300	Aib-24	Water Supply	Pipework	Pipework	1984	01/01/1984	$2,220.52	$2,220.52	$200.10	$2,420.62	Indemnity	$885.97
Queenstown Lakes District Council	Queenstown Lakes District, Otago	10144465	10142688	272733	{E156B2D6-04BB-4E99-9D4E-4711E3E006C8}	LAKEVIEW TERRACE RD 2 WANAKA 9382	Aib-24	Water Supply	Pipework	Pipework	2015	01/10/2015	$10,976.47	$10,976.47	$989.15	$11,965.61	Indemnity	$9,040.61
Queenstown Lakes District Council	Queenstown Lakes District, Otago	10144466	10142608	229589	{EC813BBC-0598-4A04-85B0-910A34B3C69A}	4 SHOTOVER DELTA ROAD LOWER SHOTOVER QUEENSTOWN 9304	Aib-24	Sewerage	Pipework	Pipework			$13,961.36	$13,961.36	$1,258.13	$15,219.50	Reinstatement	$15,219.50
Queenstown Lakes District Council	Queenstown Lakes District, Otago	10144472	10142688	272735	{E156B2D6-04BB-4E99-9D4E-4711E3E006C8}	LAKEVIEW TERRACE RD 2 WANAKA 9382	Aib-24	Water Supply	Pipework	Pipework	2015	01/10/2015	$10,976.47	$10,976.47	$989.15	$11,965.61	Indemnity	$9,040.61
Queenstown Lakes District Council	Queenstown Lakes District, Otago	10144475	10142637	210879	{8F07E1B9-9906-497F-97AE-1A5275B5D8FC}	707 WANAKA-LUGGATE HIGHWAY RD 2 WANAKA 9382	Aib-24	Water Supply	Pipework	Pipework	2010	01/09/2010	$1,469.07	$1,469.07	$132.39	$1,601.45	Indemnity	$1,107.17
Queenstown Lakes District Council	Queenstown Lakes District, Otago	10144477	10142608	229607	{EC813BBC-0598-4A04-85B0-910A34B3C69A}	4 SHOTOVER DELTA ROAD LOWER SHOTOVER QUEENSTOWN 9304	Aib-24	Sewerage	Pipework	Pipework			$13,961.36	$13,961.36	$1,258.13	$15,219.50	Reinstatement	$15,219.50
Queenstown Lakes District Council	Queenstown Lakes District, Otago	10144478	10142608	229588	{EC813BBC-0598-4A04-85B0-910A34B3C69A}	4 SHOTOVER DELTA ROAD LOWER SHOTOVER QUEENSTOWN 9304	Aib-24	Sewerage	Pipework	Pipework			$13,961.36	$13,961.36	$1,258.13	$15,219.50	Reinstatement	$15,219.50
Queenstown Lakes District Council	Queenstown Lakes District, Otago	10144480	10142639	211041	{AF4FF693-BC8F-4063-A66B-BEF6C5395D18}	WAN-LUGG HWY	Aib-24	Sewerage	Pipework	Pipework			$1,469.07	$1,469.07	$132.39	$1,601.45	Indemnity	$1,107.17
Queenstown Lakes District Council	Queenstown Lakes District, Otago	10144489	10142623	202058	{8E0D674A-5C93-471A-B834-A81AE41C2BC2}	DOMAIN ROAD	Aib-24	Sewerage	Electrical Equipment	Float Switch			$26,240.30	$26,240.30	$2,364.66	$28,604.95	Indemnity	$6,053.90
Queenstown Lakes District Council	Queenstown Lakes District, Otago	10144491	10142639	217398	{AF4FF693-BC8F-4063-A66B-BEF6C5395D18}	WAN-LUGG HWY	Aib-24	Sewerage	Electrical Equipment	Float Switch	2005	10/11/2005	$28,354.44	$28,354.44	$2,555.17	$30,909.61	Indemnity	$6,593.99
Queenstown Lakes District Council	Queenstown Lakes District, Otago	10144493	10142643	240767	{6772A231-EDB6-427F-A65D-04E54E1F5C40}	14 WANAKA-LUGGATE HIGHWAY RD 2 WANAKA 9382	Aib-24	Water Supply	Pipework	Pipework	2013	01/06/2013	$1,450.49	$1,450.49	$130.71	$1,581.20	Indemnity	$1,160.09
Queenstown Lakes District Council	Queenstown Lakes District, Otago	10144494	10142658	237028	{D458CA5E-B986-47C6-AD40-8359B08B7A97}	13 LAKE AVENUE FRANKTON QUEENSTOWN 9300	Aib-24	Sewerage	Pipework	Pipework	2012	08/08/2012	$1,359.63	$1,359.63	$122.52	$1,482.15	Reinstatement	$1,482.15
Queenstown Lakes District Council	Queenstown Lakes District, Otago	10144495	10142688	272747	{E156B2D6-04BB-4E99-9D4E-4711E3E006C8}	LAKEVIEW TERRACE RD 2 WANAKA 9382	Aib-24	Water Supply	Pipework	Pipework	2015	01/10/2015	$10,976.47	$10,976.47	$989.15	$11,965.61	Indemnity	$9,040.61
Queenstown Lakes District Council	Queenstown Lakes District, Otago	10144496	10142608	229613	{EC813BBC-0598-4A04-85B0-910A34B3C69A}	4 SHOTOVER DELTA ROAD LOWER SHOTOVER QUEENSTOWN 9304	Aib-24	Sewerage	Electrical Equipment	Float Switch			$31,127.93	$31,127.93	$2,805.11	$33,933.03	Reinstatement	$33,933.03
Queenstown Lakes District Council	Queenstown Lakes District, Otago	10144498	10142608	229614	{EC813BBC-0598-4A04-85B0-910A34B3C69A}	4 SHOTOVER DELTA ROAD LOWER SHOTOVER QUEENSTOWN 9304	Aib-24	Sewerage	Electrical Equipment	Float Switch			$31,127.93	$31,127.93	$2,805.11	$33,933.03	Reinstatement	$33,933.03
Queenstown Lakes District Council	Queenstown Lakes District, Otago	10144499	10142634	231124	{3F54E71F-EAD9-4A6F-B04D-907BB9BDE28F}	28 STRAINS ROAD RD 1 QUEENSTOWN 9371	Aib-24	Sewerage	Electrical Equipment	Float Switch	2007	01/01/2007	$26,901.03	$26,901.03	$2,424.20	$29,325.23	Indemnity	$6,799.99
Queenstown Lakes District Council	Queenstown Lakes District, Otago	10144502	10005513	209596	{5EA3AF37-8F1D-43A0-B278-FA00A674AF37}	GOLDFIELD HEIGHTS QUEENSTOWN 9300	Aib-24	Water Supply	Electrical Equipment	Float Switch			$28,818.82	$28,818.82	$2,597.02	$31,415.85	Reinstatement	$31,415.85
Queenstown Lakes District Council	Queenstown Lakes District, Otago	10144503	10142620	209822	{06781CC6-B1E9-4E63-B20E-69131BD675AB}	GLENORCHY-QUEENSTOWN ROAD CLOSEBURN QUEENSTOWN 9371	Aib-24	Water Supply	Electrical Equipment	Float Switch			$31,127.93	$31,127.93	$2,805.11	$33,933.03	Indemnity	$1,206.50
Queenstown Lakes District Council	Queenstown Lakes District, Otago	10144506	10142658	237024	{D458CA5E-B986-47C6-AD40-8359B08B7A97}	13 LAKE AVENUE FRANKTON QUEENSTOWN 9300	Aib-24	Sewerage	Pipework	Pipework	2012	08/08/2012	$1,359.63	$1,359.63	$122.52	$1,482.15	Reinstatement	$1,482.15
Queenstown Lakes District Council	Queenstown Lakes District, Otago	10144507	10005516	209692	{E74399AA-B667-48B1-8E95-76E3CA7E83DC}	LAKE ESPLANADE QUEENSTOWN 9300	Aib-24	Water Supply	Electrical Equipment	Float Switch			$31,127.93	$31,127.93	$2,805.11	$33,933.03	Reinstatement	$33,933.03
Queenstown Lakes District Council	Queenstown Lakes District, Otago	10144508	10142568	206991	{8523046E-B0EC-4155-A27B-D667AE130C1B}	GLENORCHY-QUEENSTOWN ROAD CLOSEBURN QUEENSTOWN 9371	Aib-24	Sewerage	Electrical Equipment	Float Switch	2009	01/08/2009	$25,201.30	$25,201.30	$2,271.03	$27,472.32	Indemnity	$9,767.85
Queenstown Lakes District Council	Queenstown Lakes District, Otago	10144509	10005513	209594	{5EA3AF37-8F1D-43A0-B278-FA00A674AF37}	GOLDFIELD HEIGHTS QUEENSTOWN 9300	Aib-24	Water Supply	Electrical Equipment	Float Switch			$28,818.82	$28,818.82	$2,597.02	$31,415.85	Reinstatement	$31,415.85
Queenstown Lakes District Council	Queenstown Lakes District, Otago	10144511	10142627	79414	{7AE69CE2-C9B4-45F2-BCC0-7DCB1E4A6C66}	16 LLOYD DUNN AVENUE RD 2 WANAKA 9305	Aib-24	Sewerage	Electrical Equipment	Float Switch	2008	04/11/2008	$26,240.30	$26,240.30	$2,364.66	$28,604.95	Reinstatement	$28,604.95
Queenstown Lakes District Council	Queenstown Lakes District, Otago	10144512	10142608	229584	{EC813BBC-0598-4A04-85B0-910A34B3C69A}	4 SHOTOVER DELTA ROAD LOWER SHOTOVER QUEENSTOWN 9304	Aib-24	Sewerage	Pipework	Pipework			$13,961.36	$13,961.36	$1,258.13	$15,219.50	Reinstatement	$15,219.50
Queenstown Lakes District Council	Queenstown Lakes District, Otago	10144514	10142638	210551	{05647476-047E-4AD5-A8D2-AB82711D1032}	HIGHVIEW TCE	Aib-24	Water Supply	Electrical Equipment	Float Switch	2000	01/01/2000	$23,816.83	$23,816.83	$2,146.26	$25,963.09	Indemnity	$1,775.24
Queenstown Lakes District Council	Queenstown Lakes District, Otago	10144517	10142629	222293	{C75F3211-48B4-43FE-89B4-3DC012DEEDC8}	ATLEY ROAD	Aib-24	Sewerage	Electrical Equipment	Float Switch	2011	03/06/2011	$24,085.29	$24,085.29	$2,170.46	$26,255.75	Indemnity	$8,890.76
Queenstown Lakes District Council	Queenstown Lakes District, Otago	10144518	10142688	272723	{E156B2D6-04BB-4E99-9D4E-4711E3E006C8}	LAKEVIEW TERRACE RD 2 WANAKA 9382	Aib-24	Water Supply	Pipework	Pipework	2015	01/10/2015	$68,669.53	$68,669.53	$6,188.18	$74,857.71	Indemnity	$56,558.66
Queenstown Lakes District Council	Queenstown Lakes District, Otago	10144519	10142608	229416	{EC813BBC-0598-4A04-85B0-910A34B3C69A}	4 SHOTOVER DELTA ROAD LOWER SHOTOVER QUEENSTOWN 9304	Aib-24	Sewerage	Pipework	Pipework			$13,961.36	$13,961.36	$1,258.13	$15,219.50	Reinstatement	$15,219.50
Queenstown Lakes District Council	Queenstown Lakes District, Otago	10144527	10142688	272745	{E156B2D6-04BB-4E99-9D4E-4711E3E006C8}	LAKEVIEW TERRACE RD 2 WANAKA 9382	Aib-24	Water Supply	Pipework	Pipework	2015	01/10/2015	$1,371.24	$1,371.24	$123.57	$1,494.81	Indemnity	$1,129.40
Queenstown Lakes District Council	Queenstown Lakes District, Otago	10144528	10142633	231123	{F398540C-F3A3-4699-A985-1C1FF1022601}	28 STRAINS ROAD RD 1 QUEENSTOWN 9371	Aib-24	Sewerage	Electrical Equipment	Float Switch	2007	01/01/2007	$26,901.03	$26,901.03	$2,424.20	$29,325.23	Indemnity	$6,799.99
Queenstown Lakes District Council	Queenstown Lakes District, Otago	10144529	10142635	231125	{948DF4DA-5250-428E-90B7-018D9982AB8A}	19 ELLEN JOHNSON TERRACE RD 1 QUEENSTOWN 9371	Aib-24	Sewerage	Electrical Equipment	Float Switch	2007	01/01/2007	$26,901.03	$26,901.03	$2,424.20	$29,325.23	Indemnity	$6,799.99
Queenstown Lakes District Council	Queenstown Lakes District, Otago	10144530	10142639	217399	{AF4FF693-BC8F-4063-A66B-BEF6C5395D18}	WAN-LUGG HWY	Aib-24	Sewerage	Electrical Equipment	Float Switch	2005	10/11/2005	$28,354.44	$28,354.44	$2,555.17	$30,909.61	Indemnity	$6,593.99
Queenstown Lakes District Council	Queenstown Lakes District, Otago	10144531	10142688	272716	{E156B2D6-04BB-4E99-9D4E-4711E3E006C8}	LAKEVIEW TERRACE RD 2 WANAKA 9382	Aib-24	Water Supply	Pipework	Pipework	2015	01/10/2015	$34,295.71	$34,295.71	$3,090.57	$37,386.29	Indemnity	$28,247.17
Queenstown Lakes District Council	Queenstown Lakes District, Otago	10144532	10142559	224505	{3DD08F3B-DC64-44F5-892D-92E51C2B1FEC}	139 GORGE ROAD QUEENSTOWN 9300	Aib-24	Sewerage	Electrical Equipment	Float Switch	2002	01/01/2002	$29,824.47	$29,824.47	$2,687.64	$32,512.11	Indemnity	$2,408.28
Queenstown Lakes District Council	Queenstown Lakes District, Otago	10144533	10142627	79415	{7AE69CE2-C9B4-45F2-BCC0-7DCB1E4A6C66}	16 LLOYD DUNN AVENUE RD 2 WANAKA 9305	Aib-24	Sewerage	Electrical Equipment	Float Switch	2008	04/11/2008	$26,240.30	$26,240.30	$2,364.66	$28,604.95	Reinstatement	$28,604.95
Queenstown Lakes District Council	Queenstown Lakes District, Otago	10144534	10142604	210836	{14EF4B20-0465-4DBA-8FFE-97C7DBFF07C5}	DOMAIN ROAD RD 2 WANAKA 9382	Aib-24	Sewerage	Electrical Equipment	Float Switch	2010	01/08/2010	$23,816.83	$23,816.83	$2,146.26	$25,963.09	Indemnity	$7,692.70
Queenstown Lakes District Council	Queenstown Lakes District, Otago	10144535	10142647	241982	{7378C279-7B9E-4108-B4B4-80695774E1E1}	69 NICHOL STREET RD 2 WANAKA 9382	Aib-24	Sewerage	Electrical Equipment	Float Switch	2002	01/01/2002	$29,824.47	$29,824.47	$2,687.64	$32,512.11	reinstatement	$32,512.11
Queenstown Lakes District Council	Queenstown Lakes District, Otago	10144522	10142622	224676	{DA65E0BB-0ED9-4581-9762-111C5DCF3EE1}	1128 AUBREY ROAD ALBERT TOWN WANAKA 9305	Aib-24	Sewerage	Electrical Equipment	Float Switch			$28,818.82	$28,818.82	$2,597.02	$31,415.85	Indemnity	$2,428.26
Queenstown Lakes District Council	Queenstown Lakes District, Otago	10144524	10142609	209654	{E418C03F-E51F-4F64-BCDB-3076A1CA7AD1}	#N/A	Aib-24	Water Supply	Electrical Equipment	Float Switch			$31,127.93	$31,127.93	$2,805.11	$33,933.03	Indemnity	$1,723.57
Queenstown Lakes District Council	Queenstown Lakes District, Otago	10144525	10142608	229422	{EC813BBC-0598-4A04-85B0-910A34B3C69A}	4 SHOTOVER DELTA ROAD LOWER SHOTOVER QUEENSTOWN 9304	Aib-24	Sewerage	Pipework	Pipework			$13,961.36	$13,961.36	$1,258.13	$15,219.50	Reinstatement	$15,219.50
Queenstown Lakes District Council	Queenstown Lakes District, Otago	10144539	10142608	229444	{EC813BBC-0598-4A04-85B0-910A34B3C69A}	4 SHOTOVER DELTA ROAD LOWER SHOTOVER QUEENSTOWN 9304	Aib-24	Sewerage	Pipework	Pipework			$13,961.36	$13,961.36	$1,258.13	$15,219.50	Reinstatement	$15,219.50
Queenstown Lakes District Council	Queenstown Lakes District, Otago	10144540	10142688	272717	{E156B2D6-04BB-4E99-9D4E-4711E3E006C8}	LAKEVIEW TERRACE RD 2 WANAKA 9382	Aib-24	Water Supply	Pipework	Pipework	2015	01/10/2015	$10,976.47	$10,976.47	$989.15	$11,965.61	Indemnity	$9,040.61
Queenstown Lakes District Council	Queenstown Lakes District, Otago	10144543	10142618	3314	{96F6CEAE-D7DD-480B-B9D7-E0E01956C4B0}	HOWARDS DRIVE LAKE HAYES QUEENSTOWN 9304	Aib-24	Water Supply	Filter	Filter	2006	01/01/2006	$20,044.44	$20,044.44	$1,806.31	$21,850.75	Indemnity	$4,855.68
Queenstown Lakes District Council	Queenstown Lakes District, Otago	10144544	10142688	272746	{E156B2D6-04BB-4E99-9D4E-4711E3E006C8}	LAKEVIEW TERRACE RD 2 WANAKA 9382	Aib-24	Water Supply	Pipework	Pipework	2015	01/10/2015	$4,115.35	$4,115.35	$370.86	$4,486.21	Indemnity	$3,389.55
Queenstown Lakes District Council	Queenstown Lakes District, Otago	10144548	10005510	211017	{B74C0D24-06EC-4EDC-8E19-B118A11D4AFD}	13 CROWS NEST ROAD ARTHURS POINT QUEENSTOWN 9371	Aib-24	Water Supply	Filter	Filter			$39,134.39	$39,134.39	$3,526.61	$42,661.00	Reinstatement	$42,661.00
Queenstown Lakes District Council	Queenstown Lakes District, Otago	10144550	10142558	79230	{8140ABC2-039A-4444-AE36-570292AD2576}	13 LAKE AVENUE FRANKTON QUEENSTOWN 9300	Aib-24	Sewerage	Filter	Filter			$20,044.44	$20,044.44	$1,806.31	$21,850.75	Indemnity	$747.03
Queenstown Lakes District Council	Queenstown Lakes District, Otago	10144559	10142550	4234	{2CEA9B91-0AA3-4502-AA03-C55553D661BB}	7 RUTHERFORD ROAD RD 1 QUEENSTOWN 9371	Aib-24	Sewerage	Miscellaneous	Fences	2002	01/01/2002	$598.72	$598.72	$53.95	$652.67	Indemnity	$124.32
Queenstown Lakes District Council	Queenstown Lakes District, Otago	10144560	10005503	4037	{0D6C5C1F-C741-4AE3-9003-F1942042F536}	BEACON POINT ROAD WANAKA 9305	Aib-24	Water Supply	Miscellaneous	Fences	2003	01/01/2003	$598.72	$598.72	$53.95	$652.67	Reinstatement	$652.67
Queenstown Lakes District Council	Queenstown Lakes District, Otago	10144561	10142549	216928	{9A5BC8CC-0C45-4D57-96DC-3C687931084D}	109 MCDONNELL ROAD ARROWTOWN 9302	Aib-24	Sewerage	Miscellaneous	Fences	1985	01/01/1985	$3,190.89	$3,190.89	$287.55	$3,478.44	Indemnity	$150.83
Queenstown Lakes District Council	Queenstown Lakes District, Otago	10144563	10142553	4225	{6032F183-CDD0-4AB4-AC42-817A7DEF3634}	59 ARROWTOWN-LAKE HAYES ROAD RD 1 QUEENSTOWN 9371	Aib-24	Sewerage	Miscellaneous	Fences	2002	01/01/2002	$598.72	$598.72	$53.95	$652.67	Indemnity	$124.32
Queenstown Lakes District Council	Queenstown Lakes District, Otago	10144564	10142603	217481	{EC46EEB1-EF9F-48C0-95C7-4CA024BE0281}	GLENORCHY-QUEENSTOWN ROAD CLOSEBURN QUEENSTOWN 9371	Aib-24	Water Supply	Miscellaneous	Fences	2010	01/07/2010	$598.72	$598.72	$53.95	$652.67	Reinstatement	$652.67
Queenstown Lakes District Council	Queenstown Lakes District, Otago	10144565	10142556	4232	{3C7CA281-8ECC-4971-9058-5ADF78A6E14C}	LAKE HAYES-ARROW JUNCTION HIGHWAY RD 1 QUEENSTOWN 9371	Aib-24	Sewerage	Miscellaneous	Fences	2002	01/01/2002	$598.72	$598.72	$53.95	$652.67	Indemnity	$124.32
Queenstown Lakes District Council	Queenstown Lakes District, Otago	10144553	10142688	272734	{E156B2D6-04BB-4E99-9D4E-4711E3E006C8}	LAKEVIEW TERRACE RD 2 WANAKA 9382	Aib-24	Water Supply	Pipework	Pipework	2015	01/10/2015	$10,976.47	$10,976.47	$989.15	$11,965.61	Indemnity	$9,040.61
Queenstown Lakes District Council	Queenstown Lakes District, Otago	10144554	10142604	3968	{14EF4B20-0465-4DBA-8FFE-97C7DBFF07C5}	DOMAIN ROAD RD 2 WANAKA 9382	Aib-24	Sewerage	Miscellaneous	Fences	1988	01/01/1988	$33,106.28	$33,106.28	$2,983.39	$36,089.67	Indemnity	$1,688.39
Queenstown Lakes District Council	Queenstown Lakes District, Otago	10144567	10142555	4228	{2DFD307F-1398-4BAD-B18C-CAA015831C1E}	LAKE HAYES-ARROW JUNCTION HIGHWAY RD 1 QUEENSTOWN 9371	Aib-24	Sewerage	Miscellaneous	Fences	2002	01/01/2002	$797.72	$797.72	$71.89	$869.61	Indemnity	$165.64
Queenstown Lakes District Council	Queenstown Lakes District, Otago	10144568	10142551	4085	{64B4E173-F898-487D-9E81-9C96C8087249}	ARROWTOWN-LAKE HAYES ROAD RD 1 QUEENSTOWN 9371	Aib-24	Sewerage	Miscellaneous	Fences	2002	01/01/2002	$598.72	$598.72	$53.95	$652.67	Indemnity	$124.32
Queenstown Lakes District Council	Queenstown Lakes District, Otago	10144569	10142625	216919	{6EFDB77B-3B91-437E-8013-7F0743951CC5}	ALBERTOWN	Aib-24	Sewerage	Miscellaneous	Fences	2008	04/11/2008	$3,190.89	$3,190.89	$287.55	$3,478.44	Indemnity	$843.25
Queenstown Lakes District Council	Queenstown Lakes District, Otago	10144556	10142606	3980	{17B7DB13-3757-4ED7-9B8B-44C7DC194176}	101 BALLANTYNE ROAD WANAKA 9305	Aib-24	Sewerage	Miscellaneous	Fences	2001	01/01/2001	$20,342.75	$20,342.75	$1,833.19	$22,175.94	Indemnity	$1,576.94
Queenstown Lakes District Council	Queenstown Lakes District, Otago	10144557	10142603	217482	{EC46EEB1-EF9F-48C0-95C7-4CA024BE0281}	GLENORCHY-QUEENSTOWN ROAD CLOSEBURN QUEENSTOWN 9371	Aib-24	Water Supply	Miscellaneous	Fences	2010	01/07/2010	$598.72	$598.72	$53.95	$652.67	Reinstatement	$652.67
Queenstown Lakes District Council	Queenstown Lakes District, Otago	10144571	10142600	217431	{EA00FD14-D04D-4FB9-A0BA-93E642E8E429}	PENINSULA ROAD KELVIN HEIGHTS QUEENSTOWN 9300	Aib-24	Water Supply	Miscellaneous	Fences	2010	01/07/2010	$797.72	$797.72	$71.89	$869.61	Indemnity	$257.66
Queenstown Lakes District Council	Queenstown Lakes District, Otago	10144574	10142557	4092	{D3892861-1F27-4A7F-9D74-390EED74B048}	WIDGEON PLACE LAKE HAYES QUEENSTOWN 9304	Aib-24	Sewerage	Miscellaneous	Fences	2006	01/01/2006	$598.72	$598.72	$53.95	$652.67	Indemnity	$145.04
Queenstown Lakes District Council	Queenstown Lakes District, Otago	10144575	10142558	79243	{8140ABC2-039A-4444-AE36-570292AD2576}	13 LAKE AVENUE FRANKTON QUEENSTOWN 9300	Aib-24	Sewerage	Miscellaneous	Fuel Tank	1974	01/01/1974	$7,027.14	$7,027.14	$633.25	$7,660.39	Indemnity	$261.89
Queenstown Lakes District Council	Queenstown Lakes District, Otago	10144577	10142552	217237	{2190EC7C-4D3B-4B45-B25E-D60E29A287BC}	59 ARROWTOWN-LAKE HAYES ROAD RD 1 QUEENSTOWN 9371	Aib-24	Sewerage	Structures	Foundation	1994	01/01/1994	$3,956.57	$3,956.57	$356.55	$4,313.11	Indemnity	$2,738.46
Queenstown Lakes District Council	Queenstown Lakes District, Otago	10144584	10142589	3987	{B307C4EC-CC6E-407E-9D6C-4861428A5998}	MIDDLESEX STREET ARROWTOWN 9302	Aib-24	Water Supply	Misc	Fire System	2004	01/01/2004	$8,263.93	$8,263.93	$744.71	$9,008.64	Indemnity	$1,847.91
Queenstown Lakes District Council	Queenstown Lakes District, Otago	10144585	10142563	217351	{CB7B9861-B30B-4228-84FC-359A0F479C52}	MARINE PARADE QUEENSTOWN 9300	Aib-24	Sewerage	Misc	Fire System	1997	01/01/1997	$8,786.35	$8,786.35	$791.79	$9,578.14	Reinstatement	$9,578.14
Queenstown Lakes District Council	Queenstown Lakes District, Otago	10144586	10142563	217356	{CB7B9861-B30B-4228-84FC-359A0F479C52}	MARINE PARADE QUEENSTOWN 9300	Aib-24	Sewerage	Misc	Fire System	1997	01/01/1997	$8,786.35	$8,786.35	$791.79	$9,578.14	Reinstatement	$9,578.14
Queenstown Lakes District Council	Queenstown Lakes District, Otago	10144587	10142612	217493	{DDCEFCDD-2583-405A-963C-820BA4D54166}	PLANTATION ROAD WANAKA 9305	Aib-24	Water Supply	Misc	Fire System			$8,786.35	$8,786.35	$791.79	$9,578.14	Indemnity	$425.69
Queenstown Lakes District Council	Queenstown Lakes District, Otago	10144588	10142591	3992	{8CFCEF46-86CC-4D39-BCE8-AF5BF3F312BF}	OXENBRIDGE TUNNEL ROAD RD 1 QUEENSTOWN 9371	Aib-24	Water Supply	Misc	Fire System	2004	01/01/2004	$8,263.93	$8,263.93	$744.71	$9,008.64	Indemnity	$1,847.91
Queenstown Lakes District Council	Queenstown Lakes District, Otago	10144589	10142563	217350	{CB7B9861-B30B-4228-84FC-359A0F479C52}	MARINE PARADE QUEENSTOWN 9300	Aib-24	Sewerage	Misc	Fire System	1997	01/01/1997	$8,786.35	$8,786.35	$791.79	$9,578.14	Reinstatement	$9,578.14
Queenstown Lakes District Council	Queenstown Lakes District, Otago	10144590	10142580	217370	{CBD06528-72E0-4678-BC4A-93B207D1B10E}	163 ARDMORE STREET WANAKA 9305	Aib-24	Sewerage	Misc	Fire System	1974	01/01/1974	$8,786.35	$8,786.35	$791.79	$9,578.14	Reinstatement	$9,578.14
Queenstown Lakes District Council	Queenstown Lakes District, Otago	10144591	10142538	217375	{55E5F05B-DB4D-4B72-A89E-18C47BF9A71D}	APARTMENT E/54D SARGOOD DRIVE WANAKA 9305	Aib-24	Sewerage	Misc	Fire System	1986	01/01/1986	$8,786.35	$8,786.35	$791.79	$9,578.14	Indemnity	$425.69
Queenstown Lakes District Council	Queenstown Lakes District, Otago	10144592	10142629	202029	{C75F3211-48B4-43FE-89B4-3DC012DEEDC8}	ATLEY ROAD	Aib-24	Sewerage	Misc	Fire System	2008	01/02/2008	$6,511.74	$6,511.74	$586.81	$7,098.55	Indemnity	$1,720.85
Queenstown Lakes District Council	Queenstown Lakes District, Otago	10144593	10142563	217349	{CB7B9861-B30B-4228-84FC-359A0F479C52}	MARINE PARADE QUEENSTOWN 9300	Aib-24	Sewerage	Misc	Fire System	1997	01/01/1997	$8,786.35	$8,786.35	$791.79	$9,578.14	Reinstatement	$9,578.14
Queenstown Lakes District Council	Queenstown Lakes District, Otago	10144580	10142624	217393	{98499929-9F82-4319-BF12-E9E0ABE5ED5C}	SIR TIM WALLIS DRIVE RD 2 WANAKA 9305	Aib-24	Sewerage	Structures	Foundation	2008	04/11/2008	$3,956.57	$3,956.57	$356.55	$4,313.11	Indemnity	$3,249.64
Queenstown Lakes District Council	Queenstown Lakes District, Otago	10144582	10142563	217355	{CB7B9861-B30B-4228-84FC-359A0F479C52}	MARINE PARADE QUEENSTOWN 9300	Aib-24	Sewerage	Misc	Fire System	1997	01/01/1997	$8,786.35	$8,786.35	$791.79	$9,578.14	Reinstatement	$9,578.14
Queenstown Lakes District Council	Queenstown Lakes District, Otago	10144595	10142609	217433	{E418C03F-E51F-4F64-BCDB-3076A1CA7AD1}	#N/A	Aib-24	Water Supply	Misc	Fire System	2004	01/01/2004	$8,148.02	$8,148.02	$734.26	$8,882.28	Indemnity	$717.75
Queenstown Lakes District Council	Queenstown Lakes District, Otago	10144596	10142596	4003	{67ACA9CD-4BAF-4091-A481-F42CA9112221}	11A PANNERS WAY QUEENSTOWN 9300	Aib-24	Water Supply	Misc	Fire System	2006	01/01/2006	$7,001.31	$7,001.31	$630.93	$7,632.23	Indemnity	$678.41
Queenstown Lakes District Council	Queenstown Lakes District, Otago	10144597	10142563	217352	{CB7B9861-B30B-4228-84FC-359A0F479C52}	MARINE PARADE QUEENSTOWN 9300	Aib-24	Sewerage	Misc	Fire System	1997	01/01/1997	$8,786.35	$8,786.35	$791.79	$9,578.14	Reinstatement	$9,578.14
Queenstown Lakes District Council	Queenstown Lakes District, Otago	10144599	10142582	217487	{477EA4C2-25BA-4D6A-BEC9-539B3FCAF720}	BEACON POINT ROAD WANAKA 9305	Aib-24	Water Supply	Misc	Fire System			$8,340.50	$8,340.50	$751.61	$9,092.10	Reinstatement	$9,092.10
Queenstown Lakes District Council	Queenstown Lakes District, Otago	10144600	10142563	217348	{CB7B9861-B30B-4228-84FC-359A0F479C52}	MARINE PARADE QUEENSTOWN 9300	Aib-24	Sewerage	Misc	Fire System	1997	01/01/1997	$8,786.35	$8,786.35	$791.79	$9,578.14	Reinstatement	$9,578.14
Queenstown Lakes District Council	Queenstown Lakes District, Otago	10144601	10142548	216945	{11D272C7-95C7-40F1-AB59-FC7B0216C5DD}	NORFOLK STREET	Aib-24	Sewerage	Misc	Fire System	1994	01/01/1994	$8,786.35	$8,786.35	$791.79	$9,578.14	Indemnity	$532.11
Queenstown Lakes District Council	Queenstown Lakes District, Otago	10144602	10142600	210587	{EA00FD14-D04D-4FB9-A0BA-93E642E8E429}	PENINSULA ROAD KELVIN HEIGHTS QUEENSTOWN 9300	Aib-24	Water Supply	Misc	Fire System	1984	01/01/1984	$8,786.35	$8,786.35	$791.79	$9,578.14	Indemnity	$405.42
Queenstown Lakes District Council	Queenstown Lakes District, Otago	10144603	10142611	217491	{6AB85459-F98F-4B45-BF58-32E06558AD54}	KIRIMOKO CRESCENT WANAKA 9305	Aib-24	Water Supply	Misc	Fire System			$8,340.50	$8,340.50	$751.61	$9,092.10	Indemnity	$702.77
Queenstown Lakes District Council	Queenstown Lakes District, Otago	10144604	10142586	4013	{97022BE6-D249-4544-9DF5-2F48D8FF126F}	3840 ALICE BURN DRIVE RD 3 CROMWELL 9383	Aib-24	Water Supply	Misc	Fire System	2004	01/01/2004	$8,263.93	$8,263.93	$744.71	$9,008.64	Indemnity	$1,847.91
Queenstown Lakes District Council	Queenstown Lakes District, Otago	10144605	10142613	217498	{A8583AED-3506-4687-84A0-9DB24649ADD6}	WANAKA-MOUNT ASPIRING ROAD WANAKA 9382	Aib-24	Water Supply	Misc	Fire System			$8,786.35	$8,786.35	$791.79	$9,578.14	Indemnity	$587.16
Queenstown Lakes District Council	Queenstown Lakes District, Otago	10144606	10142563	217354	{CB7B9861-B30B-4228-84FC-359A0F479C52}	MARINE PARADE QUEENSTOWN 9300	Aib-24	Sewerage	Misc	Fire System	1997	01/01/1997	$8,786.35	$8,786.35	$791.79	$9,578.14	Reinstatement	$9,578.14
Queenstown Lakes District Council	Queenstown Lakes District, Otago	10144607	10142619	210650	{89034D7D-5C5D-4987-9FB3-9F51E14509EE}	PENINSULA ROAD KELVIN HEIGHTS QUEENSTOWN 9300	Aib-24	Water Supply	Misc	Fire System			$8,786.35	$8,786.35	$791.79	$9,578.14	Indemnity	$405.42
Queenstown Lakes District Council	Queenstown Lakes District, Otago	10144608	10142640	217454	{62031361-5EC6-4739-9CAF-9F9D269D40C7}	HIDDEN HILLS DRIVE WANAKA 9305	Aib-24	Water Supply	Misc	Fire System	2008	01/07/2008	$6,511.74	$6,511.74	$586.81	$7,098.55	Indemnity	$1,720.85
Queenstown Lakes District Council	Queenstown Lakes District, Otago	10144609	10142563	217353	{CB7B9861-B30B-4228-84FC-359A0F479C52}	MARINE PARADE QUEENSTOWN 9300	Aib-24	Sewerage	Misc	Fire System	1997	01/01/1997	$8,786.35	$8,786.35	$791.79	$9,578.14	Reinstatement	$9,578.14
Queenstown Lakes District Council	Queenstown Lakes District, Otago	10144610	10142577	217385	{9936C7C0-C45B-4D68-A288-0AB32482126A}	LAKESIDE ROAD	Aib-24	Sewerage	Misc	Fire System	1974	01/01/1974	$8,786.35	$8,786.35	$791.79	$9,578.14	Indemnity	$327.45
Queenstown Lakes District Council	Queenstown Lakes District, Otago	10144620	10142688	272715	{E156B2D6-04BB-4E99-9D4E-4711E3E006C8}	LAKEVIEW TERRACE RD 2 WANAKA 9382	Aib-24	Water Supply	Pipework	Pipework	2015	01/10/2015	$1,997.62	$1,997.62	$180.02	$2,177.64	Indemnity	$1,645.31
Queenstown Lakes District Council	Queenstown Lakes District, Otago	10144621	10142582	217488	{477EA4C2-25BA-4D6A-BEC9-539B3FCAF720}	BEACON POINT ROAD WANAKA 9305	Aib-24	Water Supply	Miscellaneous	Gantry	2009	01/07/2009	$24,412.51	$24,412.51	$2,199.94	$26,612.45	Reinstatement	$26,612.45
Queenstown Lakes District Council	Queenstown Lakes District, Otago	10144622	10142608	216995	{EC813BBC-0598-4A04-85B0-910A34B3C69A}	4 SHOTOVER DELTA ROAD LOWER SHOTOVER QUEENSTOWN 9304	Aib-24	Sewerage	Miscellaneous	Gantry	2011	01/02/2011	$24,829.92	$24,829.92	$2,237.56	$27,067.48	Reinstatement	$27,067.48
Queenstown Lakes District Council	Queenstown Lakes District, Otago	10144623	10142554	216936	{5DEDF20F-21CC-4219-BFCC-1771FF6DC8FD}	700 MOKE LAKE ROAD BEN LOMOND QUEENSTOWN 9371	Aib-24	Sewerage	Miscellaneous	Gantry	2000	01/01/2000	$26,169.11	$26,169.11	$2,358.24	$28,527.35	Indemnity	$13,874.81
Queenstown Lakes District Council	Queenstown Lakes District, Otago	10144624	10142573	3694	{B06B8B8A-D4E6-4CEE-94DC-B61B7504E3BD}	WAIMANA PLACE WANAKA 9305	Aib-24	Sewerage	Electrical Equipment	Generator Connection	2006	01/01/2006	$4,667.63	$4,667.63	$420.63	$5,088.26	Indemnity	$2,055.84
Queenstown Lakes District Council	Queenstown Lakes District, Otago	10144625	10143002	3407	{465BBA9D-A72B-4141-95A1-6042907D1F05}	224 MCDONNELL ROAD RD 1 QUEENSTOWN 9371	Aib-24	Sewerage	Electrical Equipment	Generator Connection	2005	01/01/2005	$4,667.63	$4,667.63	$420.63	$5,088.26	Indemnity	$1,837.41
Queenstown Lakes District Council	Queenstown Lakes District, Otago	10144626	10142544	3866	{86623ECE-9A0E-4F65-8735-C981012814AC}	31 COOPER CRESCENT RD 3 CROMWELL 9383	Aib-24	Sewerage	Electrical Equipment	Generator Connection	2006	01/01/2006	$4,667.63	$4,667.63	$420.63	$5,088.26	Indemnity	$1,978.75
Queenstown Lakes District Council	Queenstown Lakes District, Otago	10144627	10142567	206924	{1A6BBC63-F933-4C82-9843-88E125325CB4}	CEDAR DRIVE	Aib-24	Sewerage	Electrical Equipment	Generator Connection			$4,667.63	$4,667.63	$420.63	$5,088.26	Indemnity	$161.53
Queenstown Lakes District Council	Queenstown Lakes District, Otago	10144628	10142538	3716	{55E5F05B-DB4D-4B72-A89E-18C47BF9A71D}	APARTMENT E/54D SARGOOD DRIVE WANAKA 9305	Aib-24	Sewerage	Electrical Equipment	Generator Connection	2006	01/01/2006	$4,667.63	$4,667.63	$420.63	$5,088.26	Indemnity	$1,978.75
Queenstown Lakes District Council	Queenstown Lakes District, Otago	10144629	10142636	217460	{E72E6318-3003-43F2-9F40-D8239F7AA13D}	28 STRAINS ROAD RD 1 QUEENSTOWN 9371	Aib-24	Water Supply	Electrical Equipment	Generator Connection	2007	01/01/2007	$4,667.63	$4,667.63	$420.63	$5,088.26	Indemnity	$1,179.88
Queenstown Lakes District Council	Queenstown Lakes District, Otago	10144630	10142557	241016	{D3892861-1F27-4A7F-9D74-390EED74B048}	WIDGEON PLACE LAKE HAYES QUEENSTOWN 9304	Aib-24	Sewerage	Electrical Equipment	Generator Connection	2006	01/01/2006	$4,667.63	$4,667.63	$420.63	$5,088.26	Indemnity	$1,809.14
Queenstown Lakes District Council	Queenstown Lakes District, Otago	10144631	10142543	3855	{945B4DDC-C814-44AB-8A72-EFE1C552066A}	PISA ROAD	Aib-24	Sewerage	Electrical Equipment	Generator Connection	2006	01/01/2006	$4,667.63	$4,667.63	$420.63	$5,088.26	Indemnity	$1,978.75
Queenstown Lakes District Council	Queenstown Lakes District, Otago	10144632	10142594	2928	{E616D674-93A2-4D96-B069-CD60323E1486}	GLENDA DRIVE	Aib-24	Water Supply	Electrical Equipment	Generator Connection	2004	01/01/2004	$4,667.63	$4,667.63	$420.63	$5,088.26	Indemnity	$411.17
Queenstown Lakes District Council	Queenstown Lakes District, Otago	10145734	10142560	210269	{651DED27-2CF7-4E8C-9EBE-4D1D6ADF66AA}	WILLOW PLACE	Aib-24	Sewerage	Structures	Well	2009	01/08/2009	$0.00	$0.00	$0.00	$0.00	Indemnity	$0.00
Queenstown Lakes District Council	Queenstown Lakes District, Otago	10144633	10142597	3264	{E53D3297-9713-4766-9806-99D9683A4DF7}	MANCHESTER PLACE QUEENSTOWN 9300	Aib-24	Water Supply	Electrical Equipment	Generator Connection	2004	01/01/2004	$4,667.63	$4,667.63	$420.63	$5,088.26	Indemnity	$411.17
Queenstown Lakes District Council	Queenstown Lakes District, Otago	10144634	10142576	3387	{DED59DCD-261A-4581-BEAA-12D52DDA3AD6}	KINGSTON STREET	Aib-24	Sewerage	Electrical Equipment	Generator Connection	2006	01/01/2006	$4,667.63	$4,667.63	$420.63	$5,088.26	Indemnity	$1,978.75
Queenstown Lakes District Council	Queenstown Lakes District, Otago	10144635	10142542	3844	{5412AA32-82B5-4D9A-ABC9-E74317CD98C7}	HARRIS PLACE LUGGATE WANAKA 9383	Aib-24	Sewerage	Electrical Equipment	Generator Connection	2006	01/01/2006	$4,667.63	$4,667.63	$420.63	$5,088.26	Indemnity	$1,978.75
Queenstown Lakes District Council	Queenstown Lakes District, Otago	10144636	10142623	202053	{8E0D674A-5C93-471A-B834-A81AE41C2BC2}	DOMAIN ROAD	Aib-24	Sewerage	Electrical Equipment	Generator Connection			$4,667.63	$4,667.63	$420.63	$5,088.26	Indemnity	$2,261.43
Queenstown Lakes District Council	Queenstown Lakes District, Otago	10144637	10142564	3667	{BFBFBB84-D102-4ACA-8418-8B4EB42050A5}	PARK STREET QUEENSTOWN 9300	Aib-24	Sewerage	Electrical Equipment	Generator Connection	2006	01/01/2006	$4,667.63	$4,667.63	$420.63	$5,088.26	Indemnity	$2,055.84
Queenstown Lakes District Council	Queenstown Lakes District, Otago	10144638	10142587	2830	{036A3D05-D9AB-460F-9DE6-565470B8F619}	GLENORCHY-QUEENSTOWN ROAD CLOSEBURN QUEENSTOWN 9371	Aib-24	Water Supply	Electrical Equipment	Generator Connection	2004	01/01/2004	$4,667.63	$4,667.63	$420.63	$5,088.26	Indemnity	$1,043.74
Queenstown Lakes District Council	Queenstown Lakes District, Otago	10144639	10142575	3397	{7626DB93-6980-4CE5-AE08-3E6D0CBEE828}	76 ALISON AVENUE ALBERT TOWN WANAKA 9305	Aib-24	Sewerage	Electrical Equipment	Generator Connection	2006	01/01/2006	$4,667.63	$4,667.63	$420.63	$5,088.26	Indemnity	$1,978.75
Queenstown Lakes District Council	Queenstown Lakes District, Otago	10144640	10142541	3771	{825A7785-0034-4D76-AC9A-117E32A14E38}	BALLANTYNE ROAD RD 2 WANAKA 9382	Aib-24	Sewerage	Electrical Equipment	Generator Connection	2006	01/01/2006	$4,667.63	$4,667.63	$420.63	$5,088.26	Indemnity	$1,978.75
Queenstown Lakes District Council	Queenstown Lakes District, Otago	10144641	10142591	2824	{8CFCEF46-86CC-4D39-BCE8-AF5BF3F312BF}	OXENBRIDGE TUNNEL ROAD RD 1 QUEENSTOWN 9371	Aib-24	Water Supply	Electrical Equipment	Generator Connection	2004	01/01/2004	$4,667.63	$4,667.63	$420.63	$5,088.26	Indemnity	$1,043.74
Queenstown Lakes District Council	Queenstown Lakes District, Otago	10144642	10142635	217264	{948DF4DA-5250-428E-90B7-018D9982AB8A}	19 ELLEN JOHNSON TERRACE RD 1 QUEENSTOWN 9371	Aib-24	Sewerage	Electrical Equipment	Generator Connection	2007	01/01/2007	$4,667.63	$4,667.63	$420.63	$5,088.26	Indemnity	$2,499.47
Queenstown Lakes District Council	Queenstown Lakes District, Otago	10144643	10142571	3518	{B26B8863-F991-4F34-B294-63CF59D384E9}	CEMETERY ROAD	Aib-24	Sewerage	Electrical Equipment	Generator Connection	2003	01/01/2003	$4,667.63	$4,667.63	$420.63	$5,088.26	Indemnity	$1,884.52
Queenstown Lakes District Council	Queenstown Lakes District, Otago	10144644	10142639	211040	{AF4FF693-BC8F-4063-A66B-BEF6C5395D18}	WAN-LUGG HWY	Aib-24	Sewerage	Pipework	Pipework			$1,469.07	$1,469.07	$132.39	$1,601.45	Indemnity	$1,107.17
Queenstown Lakes District Council	Queenstown Lakes District, Otago	10144645	10142658	237025	{D458CA5E-B986-47C6-AD40-8359B08B7A97}	13 LAKE AVENUE FRANKTON QUEENSTOWN 9300	Aib-24	Sewerage	Pipework	Pipework	2012	08/08/2012	$1,359.63	$1,359.63	$122.52	$1,482.15	Reinstatement	$1,482.15
Queenstown Lakes District Council	Queenstown Lakes District, Otago	10144646	10142562	206965	{5AA4AEBA-5A65-4912-B4D5-13268CE0E2CE}	100 RIVERSIDE ROAD FRANKTON QUEENSTOWN 9300	Aib-24	Sewerage	Electrical Equipment	Generator Connection			$4,667.63	$4,667.63	$420.63	$5,088.26	Indemnity	$565.36
Queenstown Lakes District Council	Queenstown Lakes District, Otago	10144647	10142545	3782	{6F474EC7-717E-483A-9FC3-D4376815868B}	CHURCH ROAD RD 2 WANAKA 9382	Aib-24	Sewerage	Electrical Equipment	Generator Connection	2006	01/01/2006	$4,667.63	$4,667.63	$420.63	$5,088.26	Indemnity	$1,978.75
Queenstown Lakes District Council	Queenstown Lakes District, Otago	10144648	10142600	210377	{EA00FD14-D04D-4FB9-A0BA-93E642E8E429}	PENINSULA ROAD KELVIN HEIGHTS QUEENSTOWN 9300	Aib-24	Water Supply	Lift System	Lifting Beam	2009	01/10/2009	$50,595.45	$50,595.45	$4,559.43	$55,154.88	Indemnity	$35,150.81
Queenstown Lakes District Council	Queenstown Lakes District, Otago	10144649	10142540	3731	{C8B1DF84-FB15-494B-84FD-6DEC465E0DF0}	26 GORDON ROAD WANAKA 9305	Aib-24	Sewerage	Electrical Equipment	Generator Connection	2006	01/01/2006	$4,667.63	$4,667.63	$420.63	$5,088.26	Indemnity	$1,978.75
Queenstown Lakes District Council	Queenstown Lakes District, Otago	10144650	10142574	3377	{D1A87C22-9F13-4E01-99A9-9D546A1F1FC5}	126 ALISON AVENUE ALBERT TOWN WANAKA 9305	Aib-24	Sewerage	Electrical Equipment	Generator Connection	2006	01/01/2006	$4,667.63	$4,667.63	$420.63	$5,088.26	Indemnity	$1,978.75
Queenstown Lakes District Council	Queenstown Lakes District, Otago	10144651	10142629	202025	{C75F3211-48B4-43FE-89B4-3DC012DEEDC8}	ATLEY ROAD	Aib-24	Sewerage	Electrical Equipment	Generator Connection	2008	01/02/2008	$4,667.63	$4,667.63	$420.63	$5,088.26	Indemnity	$2,261.43
Queenstown Lakes District Council	Queenstown Lakes District, Otago	10144652	10142633	217252	{F398540C-F3A3-4699-A985-1C1FF1022601}	28 STRAINS ROAD RD 1 QUEENSTOWN 9371	Aib-24	Sewerage	Electrical Equipment	Generator Connection	2007	01/01/2007	$4,667.63	$4,667.63	$420.63	$5,088.26	Indemnity	$2,499.47
Queenstown Lakes District Council	Queenstown Lakes District, Otago	10144653	10142546	3877	{A1464184-322C-445A-B5CB-E01E4F481370}	3840 ALICE BURN DRIVE RD 3 CROMWELL 9383	Aib-24	Sewerage	Electrical Equipment	Generator Connection	2006	01/01/2006	$4,667.63	$4,667.63	$420.63	$5,088.26	Indemnity	$1,978.75
Queenstown Lakes District Council	Queenstown Lakes District, Otago	10144654	10142608	229439	{EC813BBC-0598-4A04-85B0-910A34B3C69A}	4 SHOTOVER DELTA ROAD LOWER SHOTOVER QUEENSTOWN 9304	Aib-24	Sewerage	Pipework	Pipework			$13,961.36	$13,961.36	$1,258.13	$15,219.50	Reinstatement	$15,219.50
Queenstown Lakes District Council	Queenstown Lakes District, Otago	10144614	10142688	272740	{E156B2D6-04BB-4E99-9D4E-4711E3E006C8}	LAKEVIEW TERRACE RD 2 WANAKA 9382	Aib-24	Water Supply	Pipework	Pipework	2015	01/10/2015	$5,095.74	$5,095.74	$459.20	$5,554.94	Indemnity	$4,197.03
Queenstown Lakes District Council	Queenstown Lakes District, Otago	10144615	10142582	4151	{477EA4C2-25BA-4D6A-BEC9-539B3FCAF720}	BEACON POINT ROAD WANAKA 9305	Aib-24	Water Supply	Pipework	Pipework	2003	01/01/2003	$253,887.73	$253,887.73	$22,879.20	$276,766.92	Reinstatement	$276,766.92
Queenstown Lakes District Council	Queenstown Lakes District, Otago	10144616	10142688	272726	{E156B2D6-04BB-4E99-9D4E-4711E3E006C8}	LAKEVIEW TERRACE RD 2 WANAKA 9382	Aib-24	Water Supply	Pipework	Pipework	2015	01/10/2015	$4,900.33	$4,900.33	$441.59	$5,341.92	Indemnity	$4,036.08
Queenstown Lakes District Council	Queenstown Lakes District, Otago	10144617	10142608	229419	{EC813BBC-0598-4A04-85B0-910A34B3C69A}	4 SHOTOVER DELTA ROAD LOWER SHOTOVER QUEENSTOWN 9304	Aib-24	Sewerage	Pipework	Pipework			$13,961.36	$13,961.36	$1,258.13	$15,219.50	Reinstatement	$15,219.50
Queenstown Lakes District Council	Queenstown Lakes District, Otago	10144618	10142608	229421	{EC813BBC-0598-4A04-85B0-910A34B3C69A}	4 SHOTOVER DELTA ROAD LOWER SHOTOVER QUEENSTOWN 9304	Aib-24	Sewerage	Pipework	Pipework			$13,961.36	$13,961.36	$1,258.13	$15,219.50	Reinstatement	$15,219.50
Queenstown Lakes District Council	Queenstown Lakes District, Otago	10144656	10142688	272722	{E156B2D6-04BB-4E99-9D4E-4711E3E006C8}	LAKEVIEW TERRACE RD 2 WANAKA 9382	Aib-24	Water Supply	Pipework	Pipework	2015	01/10/2015	$97,396.23	$97,396.23	$8,776.90	$106,173.14	Indemnity	$80,218.99
Queenstown Lakes District Council	Queenstown Lakes District, Otago	10144657	10142601	2947	{8B5EA8A0-1142-4E33-8F12-0992C807F3CD}	LAKE ESPLANADE QUEENSTOWN 9300	Aib-24	Water Supply	Generator	Generator	2000	01/01/2000	$99,817.74	$99,817.74	$8,995.12	$108,812.86	Indemnity	$26,378.64
Queenstown Lakes District Council	Queenstown Lakes District, Otago	10144658	10142608	229418	{EC813BBC-0598-4A04-85B0-910A34B3C69A}	4 SHOTOVER DELTA ROAD LOWER SHOTOVER QUEENSTOWN 9304	Aib-24	Sewerage	Pipework	Pipework			$13,961.36	$13,961.36	$1,258.13	$15,219.50	Reinstatement	$15,219.50
Queenstown Lakes District Council	Queenstown Lakes District, Otago	10144659	10142608	229440	{EC813BBC-0598-4A04-85B0-910A34B3C69A}	4 SHOTOVER DELTA ROAD LOWER SHOTOVER QUEENSTOWN 9304	Aib-24	Sewerage	Pipework	Pipework			$13,961.36	$13,961.36	$1,258.13	$15,219.50	Reinstatement	$15,219.50
Queenstown Lakes District Council	Queenstown Lakes District, Otago	10144660	10142608	229591	{EC813BBC-0598-4A04-85B0-910A34B3C69A}	4 SHOTOVER DELTA ROAD LOWER SHOTOVER QUEENSTOWN 9304	Aib-24	Sewerage	Pipework	Pipework			$13,961.36	$13,961.36	$1,258.13	$15,219.50	Reinstatement	$15,219.50
Queenstown Lakes District Council	Queenstown Lakes District, Otago	10144662	10142608	229420	{EC813BBC-0598-4A04-85B0-910A34B3C69A}	4 SHOTOVER DELTA ROAD LOWER SHOTOVER QUEENSTOWN 9304	Aib-24	Sewerage	Pipework	Pipework			$13,961.36	$13,961.36	$1,258.13	$15,219.50	Reinstatement	$15,219.50
Queenstown Lakes District Council	Queenstown Lakes District, Otago	10144663	10142608	229435	{EC813BBC-0598-4A04-85B0-910A34B3C69A}	4 SHOTOVER DELTA ROAD LOWER SHOTOVER QUEENSTOWN 9304	Aib-24	Sewerage	Pipework	Pipework			$13,961.36	$13,961.36	$1,258.13	$15,219.50	Reinstatement	$15,219.50
Queenstown Lakes District Council	Queenstown Lakes District, Otago	10144666	10142608	229437	{EC813BBC-0598-4A04-85B0-910A34B3C69A}	4 SHOTOVER DELTA ROAD LOWER SHOTOVER QUEENSTOWN 9304	Aib-24	Sewerage	Pipework	Pipework			$13,961.36	$13,961.36	$1,258.13	$15,219.50	Reinstatement	$15,219.50
Queenstown Lakes District Council	Queenstown Lakes District, Otago	10144667	10142688	272702	{E156B2D6-04BB-4E99-9D4E-4711E3E006C8}	LAKEVIEW TERRACE RD 2 WANAKA 9382	Aib-24	Water Supply	Generator	Generator	2015	01/10/2015	$218,220.20	$218,220.20	$19,665.00	$237,885.20	Indemnity	$148,016.14
Queenstown Lakes District Council	Queenstown Lakes District, Otago	10144679	10142688	272708	{E156B2D6-04BB-4E99-9D4E-4711E3E006C8}	LAKEVIEW TERRACE RD 2 WANAKA 9382	Aib-24	Water Supply	Pipework	Pipework	2015	01/10/2015	$3,136.60	$3,136.60	$282.66	$3,419.26	Indemnity	$2,583.42
Queenstown Lakes District Council	Queenstown Lakes District, Otago	10144680	10115350	210503	{B7214F29-F8F6-49EE-BF1D-F3E3B5DC9FDF}	MIDDLESEX STREET ARROWTOWN 9302	Aib-24	Water Supply	Pipework	Pipework			$2,220.52	$2,220.52	$200.10	$2,420.62	Reinstatement	$2,420.62
Queenstown Lakes District Council	Queenstown Lakes District, Otago	10144681	10142608	229611	{EC813BBC-0598-4A04-85B0-910A34B3C69A}	4 SHOTOVER DELTA ROAD LOWER SHOTOVER QUEENSTOWN 9304	Aib-24	Sewerage	Pipework	Pipework			$13,961.36	$13,961.36	$1,258.13	$15,219.50	Reinstatement	$15,219.50
Queenstown Lakes District Council	Queenstown Lakes District, Otago	10144682	10143002	3405	{465BBA9D-A72B-4141-95A1-6042907D1F05}	224 MCDONNELL ROAD RD 1 QUEENSTOWN 9371	Aib-24	Sewerage	TPBS Valves	Valve	2005	01/01/2005	$11,718.13	$11,718.13	$1,055.98	$12,774.12	Indemnity	$7,039.89
Queenstown Lakes District Council	Queenstown Lakes District, Otago	10144683	10142632	214894	{BE622366-B21E-40B0-B52D-0BD9DAF4CACE}	BROADVIEW RISE	Aib-24	Water Supply	Generator	Generator	2010	30/11/2010	$84,598.12	$84,598.12	$7,623.59	$92,221.72	Indemnity	$46,110.45
Queenstown Lakes District Council	Queenstown Lakes District, Otago	10144684	10142600	210600	{EA00FD14-D04D-4FB9-A0BA-93E642E8E429}	PENINSULA ROAD KELVIN HEIGHTS QUEENSTOWN 9300	Aib-24	Water Supply	Pipework	Pipework	2010	01/06/2010	$1,469.07	$1,469.07	$132.39	$1,601.45	Indemnity	$1,107.17
Queenstown Lakes District Council	Queenstown Lakes District, Otago	10144685	10142608	229432	{EC813BBC-0598-4A04-85B0-910A34B3C69A}	4 SHOTOVER DELTA ROAD LOWER SHOTOVER QUEENSTOWN 9304	Aib-24	Sewerage	Pipework	Pipework			$13,961.36	$13,961.36	$1,258.13	$15,219.50	Reinstatement	$15,219.50
Queenstown Lakes District Council	Queenstown Lakes District, Otago	10144686	10142604	210823	{14EF4B20-0465-4DBA-8FFE-97C7DBFF07C5}	DOMAIN ROAD RD 2 WANAKA 9382	Aib-24	Sewerage	Pipework	Pipework			$2,220.52	$2,220.52	$200.10	$2,420.62	Indemnity	$602.46
Queenstown Lakes District Council	Queenstown Lakes District, Otago	10144670	10142563	3641	{CB7B9861-B30B-4228-84FC-359A0F479C52}	MARINE PARADE QUEENSTOWN 9300	Aib-24	Sewerage	Generator	Generator	1998	01/01/1998	$99,817.74	$99,817.74	$8,995.12	$108,812.86	Reinstatement	$108,812.86
Queenstown Lakes District Council	Queenstown Lakes District, Otago	10144671	10142627	217416	{7AE69CE2-C9B4-45F2-BCC0-7DCB1E4A6C66}	16 LLOYD DUNN AVENUE RD 2 WANAKA 9305	Aib-24	Sewerage	Generator	Generator	2008	04/11/2008	$99,817.74	$99,817.74	$8,995.12	$108,812.86	Reinstatement	$108,812.86
Queenstown Lakes District Council	Queenstown Lakes District, Otago	10144672	10142688	272712	{E156B2D6-04BB-4E99-9D4E-4711E3E006C8}	LAKEVIEW TERRACE RD 2 WANAKA 9382	Aib-24	Water Supply	Pipework	Pipework	2015	01/10/2015	$1,997.62	$1,997.62	$180.02	$2,177.64	Indemnity	$1,645.31
Queenstown Lakes District Council	Queenstown Lakes District, Otago	10144673	10142569	250956	{201B972B-7B33-4F90-B798-F691FB77F6A7}	LAKEVIEW TERRACE RD 2 WANAKA 9382	Aib-24	Sewerage	Generator	Generator	2014	01/11/2014	$105,304.82	$105,304.82	$9,489.59	$114,794.40	Indemnity	$68,025.71
Queenstown Lakes District Council	Queenstown Lakes District, Otago	10144674	10142688	272711	{E156B2D6-04BB-4E99-9D4E-4711E3E006C8}	LAKEVIEW TERRACE RD 2 WANAKA 9382	Aib-24	Water Supply	Pipework	Pipework	2015	01/10/2015	$10,976.47	$10,976.47	$989.15	$11,965.61	Indemnity	$9,040.61
Queenstown Lakes District Council	Queenstown Lakes District, Otago	10144676	10142608	229426	{EC813BBC-0598-4A04-85B0-910A34B3C69A}	4 SHOTOVER DELTA ROAD LOWER SHOTOVER QUEENSTOWN 9304	Aib-24	Sewerage	Pipework	Pipework			$13,961.36	$13,961.36	$1,258.13	$15,219.50	Reinstatement	$15,219.50
Queenstown Lakes District Council	Queenstown Lakes District, Otago	10144690	10142688	272719	{E156B2D6-04BB-4E99-9D4E-4711E3E006C8}	LAKEVIEW TERRACE RD 2 WANAKA 9382	Aib-24	Water Supply	Pipework	Pipework	2015	01/10/2015	$22,930.04	$22,930.04	$2,066.35	$24,996.39	Indemnity	$18,886.00
Queenstown Lakes District Council	Queenstown Lakes District, Otago	10144700	10142608	229436	{EC813BBC-0598-4A04-85B0-910A34B3C69A}	4 SHOTOVER DELTA ROAD LOWER SHOTOVER QUEENSTOWN 9304	Aib-24	Sewerage	Pipework	Pipework			$13,961.36	$13,961.36	$1,258.13	$15,219.50	Reinstatement	$15,219.50
Queenstown Lakes District Council	Queenstown Lakes District, Otago	10144701	10142608	229382	{EC813BBC-0598-4A04-85B0-910A34B3C69A}	4 SHOTOVER DELTA ROAD LOWER SHOTOVER QUEENSTOWN 9304	Aib-24	Sewerage	Miscellaneous	Grit Classifier			$193,949.21	$193,949.21	$17,477.81	$211,427.02	Reinstatement	$211,427.02
Queenstown Lakes District Council	Queenstown Lakes District, Otago	10144703	10142608	229383	{EC813BBC-0598-4A04-85B0-910A34B3C69A}	4 SHOTOVER DELTA ROAD LOWER SHOTOVER QUEENSTOWN 9304	Aib-24	Sewerage	Miscellaneous	Grit Classifier			$193,949.21	$193,949.21	$17,477.81	$211,427.02	Reinstatement	$211,427.02
Queenstown Lakes District Council	Queenstown Lakes District, Otago	10144704	10142608	210905	{EC813BBC-0598-4A04-85B0-910A34B3C69A}	4 SHOTOVER DELTA ROAD LOWER SHOTOVER QUEENSTOWN 9304	Aib-24	Sewerage	Miscellaneous	Grease Tank			$6,324.44	$6,324.44	$569.93	$6,894.37	Reinstatement	$6,894.37
Queenstown Lakes District Council	Queenstown Lakes District, Otago	10146000	10142560	210298	{651DED27-2CF7-4E8C-9EBE-4D1D6ADF66AA}	WILLOW PLACE	Aib-24	Sewerage	Structures	Wet Well Lid	2009	01/10/2009	$0.00	$0.00	$0.00	$0.00	Indemnity	$0.00
Queenstown Lakes District Council	Queenstown Lakes District, Otago	10144705	10142558	79224	{8140ABC2-039A-4444-AE36-570292AD2576}	13 LAKE AVENUE FRANKTON QUEENSTOWN 9300	Aib-24	Sewerage	Louvre	Grilles			$12,367.78	$12,367.78	$1,114.53	$13,482.31	Indemnity	$460.93
Queenstown Lakes District Council	Queenstown Lakes District, Otago	10144693	10142641	221390	{F64CD052-0457-4E83-935B-E5DF01601346}	1128 WANAKA-MOUNT ASPIRING ROAD GLENDHU BAY WANAKA 9382	Aib-24	Water Supply	Pipework	Pipework	2010	29/11/2010	$1,469.07	$1,469.07	$132.39	$1,601.45	Indemnity	$1,107.17
Queenstown Lakes District Council	Queenstown Lakes District, Otago	10144707	10142608	229381	{EC813BBC-0598-4A04-85B0-910A34B3C69A}	4 SHOTOVER DELTA ROAD LOWER SHOTOVER QUEENSTOWN 9304	Aib-24	Sewerage	Miscellaneous	Grit Removal			$196,879.03	$196,879.03	$17,741.83	$214,620.86	Reinstatement	$214,620.86
Queenstown Lakes District Council	Queenstown Lakes District, Otago	10144708	10142608	229380	{EC813BBC-0598-4A04-85B0-910A34B3C69A}	4 SHOTOVER DELTA ROAD LOWER SHOTOVER QUEENSTOWN 9304	Aib-24	Sewerage	Miscellaneous	Grit Removal			$196,879.03	$196,879.03	$17,741.83	$214,620.86	Reinstatement	$214,620.86
Queenstown Lakes District Council	Queenstown Lakes District, Otago	10144710	10142641	221389	{F64CD052-0457-4E83-935B-E5DF01601346}	1128 WANAKA-MOUNT ASPIRING ROAD GLENDHU BAY WANAKA 9382	Aib-24	Water Supply	Miscellaneous	Hammer Resister	2010	29/11/2010	$25,016.64	$25,016.64	$2,254.38	$27,271.03	Indemnity	$17,837.49
Queenstown Lakes District Council	Queenstown Lakes District, Otago	10144711	10142641	221388	{F64CD052-0457-4E83-935B-E5DF01601346}	1128 WANAKA-MOUNT ASPIRING ROAD GLENDHU BAY WANAKA 9382	Aib-24	Water Supply	Miscellaneous	Hammer Resister	2010	29/11/2010	$25,016.64	$25,016.64	$2,254.38	$27,271.03	Indemnity	$17,837.49
Queenstown Lakes District Council	Queenstown Lakes District, Otago	10144712	10142688	272714	{E156B2D6-04BB-4E99-9D4E-4711E3E006C8}	LAKEVIEW TERRACE RD 2 WANAKA 9382	Aib-24	Water Supply	Pipework	Pipework	2015	01/10/2015	$10,976.47	$10,976.47	$989.15	$11,965.61	Indemnity	$9,040.61
Queenstown Lakes District Council	Queenstown Lakes District, Otago	10144713	10142688	272713	{E156B2D6-04BB-4E99-9D4E-4711E3E006C8}	LAKEVIEW TERRACE RD 2 WANAKA 9382	Aib-24	Water Supply	Pipework	Pipework	2015	01/10/2015	$34,295.71	$34,295.71	$3,090.57	$37,386.29	Indemnity	$28,247.17
Queenstown Lakes District Council	Queenstown Lakes District, Otago	10144721	10142564	206958	{BFBFBB84-D102-4ACA-8418-8B4EB42050A5}	PARK STREET QUEENSTOWN 9300	Aib-24	Sewerage	Miscellaneous	Headworks Chamber			$6,043.35	$6,043.35	$544.60	$6,587.94	Indemnity	$4,391.92
Queenstown Lakes District Council	Queenstown Lakes District, Otago	10144722	10143002	216854	{465BBA9D-A72B-4141-95A1-6042907D1F05}	224 MCDONNELL ROAD RD 1 QUEENSTOWN 9371	Aib-24	Sewerage	Miscellaneous	Hose or Reel	2005	01/01/2005	$1,335.15	$1,335.15	$120.32	$1,455.47	Indemnity	$123.21
Queenstown Lakes District Council	Queenstown Lakes District, Otago	10144723	10142627	79686	{7AE69CE2-C9B4-45F2-BCC0-7DCB1E4A6C66}	16 LLOYD DUNN AVENUE RD 2 WANAKA 9305	Aib-24	Sewerage	Miscellaneous	Hose or Reel	2008	04/11/2008	$1,335.15	$1,335.15	$120.32	$1,455.47	Reinstatement	$1,455.47
Queenstown Lakes District Council	Queenstown Lakes District, Otago	10144724	10142627	79687	{7AE69CE2-C9B4-45F2-BCC0-7DCB1E4A6C66}	16 LLOYD DUNN AVENUE RD 2 WANAKA 9305	Aib-24	Sewerage	Miscellaneous	Hose or Reel	2008	04/11/2008	$1,335.15	$1,335.15	$120.32	$1,455.47	Reinstatement	$1,455.47
Queenstown Lakes District Council	Queenstown Lakes District, Otago	10144725	10142543	217279	{945B4DDC-C814-44AB-8A72-EFE1C552066A}	PISA ROAD	Aib-24	Sewerage	Miscellaneous	Hose or Reel	2006	01/01/2006	$1,335.15	$1,335.15	$120.32	$1,455.47	Indemnity	$129.37
Queenstown Lakes District Council	Queenstown Lakes District, Otago	10144726	10142568	206989	{8523046E-B0EC-4155-A27B-D667AE130C1B}	GLENORCHY-QUEENSTOWN ROAD CLOSEBURN QUEENSTOWN 9371	Aib-24	Sewerage	Miscellaneous	Hose or Reel	2007	01/01/2007	$1,335.15	$1,335.15	$120.32	$1,455.47	Indemnity	$136.18
Queenstown Lakes District Council	Queenstown Lakes District, Otago	10144727	10142633	217254	{F398540C-F3A3-4699-A985-1C1FF1022601}	28 STRAINS ROAD RD 1 QUEENSTOWN 9371	Aib-24	Sewerage	Miscellaneous	Hose or Reel	2007	01/01/2007	$1,335.15	$1,335.15	$120.32	$1,455.47	Indemnity	$136.18
Queenstown Lakes District Council	Queenstown Lakes District, Otago	10144728	10142567	206927	{1A6BBC63-F933-4C82-9843-88E125325CB4}	CEDAR DRIVE	Aib-24	Sewerage	Miscellaneous	Hose or Reel			$1,335.15	$1,335.15	$120.32	$1,455.47	Indemnity	$46.20
Queenstown Lakes District Council	Queenstown Lakes District, Otago	10144729	10142627	79692	{7AE69CE2-C9B4-45F2-BCC0-7DCB1E4A6C66}	16 LLOYD DUNN AVENUE RD 2 WANAKA 9305	Aib-24	Sewerage	Miscellaneous	Hose or Reel	2008	06/11/2008	$1,335.15	$1,335.15	$120.32	$1,455.47	Reinstatement	$1,455.47
Queenstown Lakes District Council	Queenstown Lakes District, Otago	10144730	10142634	217255	{3F54E71F-EAD9-4A6F-B04D-907BB9BDE28F}	28 STRAINS ROAD RD 1 QUEENSTOWN 9371	Aib-24	Sewerage	Miscellaneous	Hose or Reel			$1,335.15	$1,335.15	$120.32	$1,455.47	Indemnity	$136.18
Queenstown Lakes District Council	Queenstown Lakes District, Otago	10144731	10142608	229374	{EC813BBC-0598-4A04-85B0-910A34B3C69A}	4 SHOTOVER DELTA ROAD LOWER SHOTOVER QUEENSTOWN 9304	Aib-24	Sewerage	Miscellaneous	Hose or Reel			$1,335.15	$1,335.15	$120.32	$1,455.47	Reinstatement	$1,455.47
Queenstown Lakes District Council	Queenstown Lakes District, Otago	10144732	10142645	235470	{C696D0E2-F1C3-4077-89A7-A5EC3516416F}	BEACON POINT ROAD WANAKA 9305	Aib-24	Sewerage	Miscellaneous	Hose or Reel	2012	01/12/2012	$1,335.15	$1,335.15	$120.32	$1,455.47	Indemnity	$184.82
Queenstown Lakes District Council	Queenstown Lakes District, Otago	10144733	10142600	210379	{EA00FD14-D04D-4FB9-A0BA-93E642E8E429}	PENINSULA ROAD KELVIN HEIGHTS QUEENSTOWN 9300	Aib-24	Water Supply	Miscellaneous	Hose or Reel	1984	01/01/1984	$1,335.15	$1,335.15	$120.32	$1,455.47	Indemnity	$61.61
Queenstown Lakes District Council	Queenstown Lakes District, Otago	10144734	10142608	229464	{EC813BBC-0598-4A04-85B0-910A34B3C69A}	4 SHOTOVER DELTA ROAD LOWER SHOTOVER QUEENSTOWN 9304	Aib-24	Sewerage	Miscellaneous	Hose or Reel			$1,335.15	$1,335.15	$120.32	$1,455.47	Reinstatement	$1,455.47
Queenstown Lakes District Council	Queenstown Lakes District, Otago	10144735	10142542	217274	{5412AA32-82B5-4D9A-ABC9-E74317CD98C7}	HARRIS PLACE LUGGATE WANAKA 9383	Aib-24	Sewerage	Miscellaneous	Hose or Reel	2006	01/01/2006	$1,335.15	$1,335.15	$120.32	$1,455.47	Indemnity	$129.37
Queenstown Lakes District Council	Queenstown Lakes District, Otago	10144736	10142608	229375	{EC813BBC-0598-4A04-85B0-910A34B3C69A}	4 SHOTOVER DELTA ROAD LOWER SHOTOVER QUEENSTOWN 9304	Aib-24	Sewerage	Miscellaneous	Hose or Reel			$1,335.15	$1,335.15	$120.32	$1,455.47	Reinstatement	$1,455.47
Queenstown Lakes District Council	Queenstown Lakes District, Otago	10144737	10142564	206952	{BFBFBB84-D102-4ACA-8418-8B4EB42050A5}	PARK STREET QUEENSTOWN 9300	Aib-24	Sewerage	Miscellaneous	Hose or Reel			$1,335.15	$1,335.15	$120.32	$1,455.47	Indemnity	$50.73
Queenstown Lakes District Council	Queenstown Lakes District, Otago	10144738	10142625	216917	{6EFDB77B-3B91-437E-8013-7F0743951CC5}	ALBERTOWN	Aib-24	Sewerage	Miscellaneous	Hose or Reel	2008	04/11/2008	$1,335.15	$1,335.15	$120.32	$1,455.47	Indemnity	$143.75
Queenstown Lakes District Council	Queenstown Lakes District, Otago	10144739	10142618	217471	{96F6CEAE-D7DD-480B-B9D7-E0E01956C4B0}	HOWARDS DRIVE LAKE HAYES QUEENSTOWN 9304	Aib-24	Water Supply	Miscellaneous	Hose or Reel	2006	01/01/2006	$1,335.15	$1,335.15	$120.32	$1,455.47	Indemnity	$129.37
Queenstown Lakes District Council	Queenstown Lakes District, Otago	10144740	10142558	206900	{8140ABC2-039A-4444-AE36-570292AD2576}	13 LAKE AVENUE FRANKTON QUEENSTOWN 9300	Aib-24	Sewerage	Miscellaneous	Hose or Reel			$1,335.15	$1,335.15	$120.32	$1,455.47	Indemnity	$49.76
Queenstown Lakes District Council	Queenstown Lakes District, Otago	10144741	10142627	79688	{7AE69CE2-C9B4-45F2-BCC0-7DCB1E4A6C66}	16 LLOYD DUNN AVENUE RD 2 WANAKA 9305	Aib-24	Sewerage	Miscellaneous	Hose or Reel	2008	04/11/2008	$1,335.15	$1,335.15	$120.32	$1,455.47	Reinstatement	$1,455.47
Queenstown Lakes District Council	Queenstown Lakes District, Otago	10144742	10142629	216990	{C75F3211-48B4-43FE-89B4-3DC012DEEDC8}	ATLEY ROAD	Aib-24	Sewerage	Miscellaneous	Hose or Reel	2008	01/02/2008	$1,335.15	$1,335.15	$120.32	$1,455.47	Indemnity	$143.75
Queenstown Lakes District Council	Queenstown Lakes District, Otago	10144783	10142608	210976	{EC813BBC-0598-4A04-85B0-910A34B3C69A}	4 SHOTOVER DELTA ROAD LOWER SHOTOVER QUEENSTOWN 9304	Aib-24	Sewerage	TPBS Valves	Valve			$11,718.13	$11,718.13	$1,055.98	$12,774.12	Reinstatement	$12,774.12
Queenstown Lakes District Council	Queenstown Lakes District, Otago	10144785	10142584	2997	{BA75368B-EB32-42CE-B5DB-1FEB1B136268}	20 ANDERSON ROAD WANAKA 9305	Aib-24	Water Supply	TPBS Valves	Valve	1989	01/01/1989	$3,125.92	$3,125.92	$281.69	$3,407.62	Indemnity	$1,169.07
Queenstown Lakes District Council	Queenstown Lakes District, Otago	10144786	10142608	210926	{EC813BBC-0598-4A04-85B0-910A34B3C69A}	4 SHOTOVER DELTA ROAD LOWER SHOTOVER QUEENSTOWN 9304	Aib-24	Sewerage	Miscellaneous	Inlet Chamber			$6,043.35	$6,043.35	$544.60	$6,587.94	Reinstatement	$6,587.94
Queenstown Lakes District Council	Queenstown Lakes District, Otago	10144788	10142608	263604	{EC813BBC-0598-4A04-85B0-910A34B3C69A}	4 SHOTOVER DELTA ROAD LOWER SHOTOVER QUEENSTOWN 9304	Aib-24	Sewerage	Structures	Manhole	2014	12/12/2014	$6,735.95	$6,735.95	$607.01	$7,342.96	Reinstatement	$7,342.96
Queenstown Lakes District Council	Queenstown Lakes District, Otago	10146044	10142560	210283	{651DED27-2CF7-4E8C-9EBE-4D1D6ADF66AA}	WILLOW PLACE	Aib-24	Sewerage	TPBS Valves	Valve	2010	01/09/2010	$0.00	$0.00	$0.00	$0.00	Indemnity	$0.00
Queenstown Lakes District Council	Queenstown Lakes District, Otago	10144789	10142542	223481	{5412AA32-82B5-4D9A-ABC9-E74317CD98C7}	HARRIS PLACE LUGGATE WANAKA 9383	Aib-24	Sewerage	Pumps	Pump	2011	01/06/2011	$9,425.00	$9,425.00	$849.34	$10,274.33	Indemnity	$3,479.11
Queenstown Lakes District Council	Queenstown Lakes District, Otago	10144790	10005515	3094	{81EA6156-D946-49F2-91E7-F71F1D8BDBE5}	PENINSULA ROAD KELVIN HEIGHTS QUEENSTOWN 9300	Aib-24	Water Supply	TPBS Valves	Valve	2001	01/01/2001	$2,929.53	$2,929.53	$264.00	$3,193.53	Reinstatement	$3,193.53
Queenstown Lakes District Council	Queenstown Lakes District, Otago	10144791	10142608	229445	{EC813BBC-0598-4A04-85B0-910A34B3C69A}	4 SHOTOVER DELTA ROAD LOWER SHOTOVER QUEENSTOWN 9304	Aib-24	Sewerage	TPBS Valves	Valve			$3,906.59	$3,906.59	$352.04	$4,258.64	Reinstatement	$4,258.64
Queenstown Lakes District Council	Queenstown Lakes District, Otago	10144792	10142608	229569	{EC813BBC-0598-4A04-85B0-910A34B3C69A}	4 SHOTOVER DELTA ROAD LOWER SHOTOVER QUEENSTOWN 9304	Aib-24	Sewerage	TPBS Valves	Valve			$3,906.59	$3,906.59	$352.04	$4,258.64	Reinstatement	$4,258.64
Queenstown Lakes District Council	Queenstown Lakes District, Otago	10144793	10142574	3373	{D1A87C22-9F13-4E01-99A9-9D546A1F1FC5}	126 ALISON AVENUE ALBERT TOWN WANAKA 9305	Aib-24	Sewerage	TPBS Valves	Isolating Valve	1989	01/01/1989	$3,125.92	$3,125.92	$281.69	$3,407.62	Indemnity	$1,169.07
Queenstown Lakes District Council	Queenstown Lakes District, Otago	10144794	10142545	223480	{6F474EC7-717E-483A-9FC3-D4376815868B}	CHURCH ROAD RD 2 WANAKA 9382	Aib-24	Sewerage	Pumps	Pump	2011	01/06/2011	$9,425.00	$9,425.00	$849.34	$10,274.33	Indemnity	$3,479.11
Queenstown Lakes District Council	Queenstown Lakes District, Otago	10144795	10142876	211080	{4566FF46-0962-4B49-ADCE-972A1DB7736F}	#N/A	Aib-24	Sewerage	Electrical Equipment	Uninterrupted Power	2010	28/09/2010	$5,059.55	$5,059.55	$455.94	$5,515.50	Indemnity	$612.83
Queenstown Lakes District Council	Queenstown Lakes District, Otago	10144796	10142600	210441	{EA00FD14-D04D-4FB9-A0BA-93E642E8E429}	PENINSULA ROAD KELVIN HEIGHTS QUEENSTOWN 9300	Aib-24	Water Supply	TPBS Valves	Isolating Valve	1984	01/01/1984	$3,125.92	$3,125.92	$281.69	$3,407.62	Indemnity	$1,074.79
Queenstown Lakes District Council	Queenstown Lakes District, Otago	10144797	10142580	3739	{CBD06528-72E0-4678-BC4A-93B207D1B10E}	163 ARDMORE STREET WANAKA 9305	Aib-24	Sewerage	TPBS Valves	Valve	2000	01/01/2000	$3,125.92	$3,125.92	$281.69	$3,407.62	Reinstatement	$3,407.62
Queenstown Lakes District Council	Queenstown Lakes District, Otago	10144798	10142594	2914	{E616D674-93A2-4D96-B069-CD60323E1486}	GLENDA DRIVE	Aib-24	Water Supply	Electrical Equipment	Uninterrupted Power	1999	01/01/1999	$5,059.55	$5,059.55	$455.94	$5,515.50	Indemnity	$363.16
Queenstown Lakes District Council	Queenstown Lakes District, Otago	10144799	10142627	79498	{7AE69CE2-C9B4-45F2-BCC0-7DCB1E4A6C66}	16 LLOYD DUNN AVENUE RD 2 WANAKA 9305	Aib-24	Sewerage	TPBS Valves	Valve	2008	04/11/2008	$2,343.63	$2,343.63	$211.20	$2,554.82	Reinstatement	$2,554.82
Queenstown Lakes District Council	Queenstown Lakes District, Otago	10144800	10142616	241017	{CEB3A98D-56AF-4112-97B4-9788EEBEF95E}	91 WILDING ROAD RD 1 QUEENSTOWN 9371	Aib-24	Water Supply	Electrical Equipment	Uninterrupted Power	2012	01/01/2012	$5,059.55	$5,059.55	$455.94	$5,515.50	Indemnity	$980.52
Queenstown Lakes District Council	Queenstown Lakes District, Otago	10144801	10005518	217441	{485B5BCB-7204-442E-A295-CB9D12E0D584}	FLORENCE CLOSE QUEENSTOWN HILL QUEENSTOWN 9300	Aib-24	Water Supply	TPBS Valves	Isolating Valve	2006	18/05/2006	$3,125.92	$3,125.92	$281.69	$3,407.62	Reinstatement	$3,407.62
Queenstown Lakes District Council	Queenstown Lakes District, Otago	10144802	10142600	210433	{EA00FD14-D04D-4FB9-A0BA-93E642E8E429}	PENINSULA ROAD KELVIN HEIGHTS QUEENSTOWN 9300	Aib-24	Water Supply	TPBS Valves	Isolating Valve	1984	01/01/1984	$3,125.92	$3,125.92	$281.69	$3,407.62	Indemnity	$742.95
Queenstown Lakes District Council	Queenstown Lakes District, Otago	10144803	10142610	209553	{7F1A6410-C3B4-40D2-BE28-63D256777D52}	MAKARORA-LAKE HAWEA ROAD MAKARORA WANAKA 9382	Aib-24	Water Supply	TPBS Valves	Isolating Valve	1991	01/01/1991	$3,125.92	$3,125.92	$281.69	$3,407.62	Indemnity	$1,029.85
Queenstown Lakes District Council	Queenstown Lakes District, Otago	10144804	10142639	217408	{AF4FF693-BC8F-4063-A66B-BEF6C5395D18}	WAN-LUGG HWY	Aib-24	Sewerage	TPBS Valves	Valve	2005	10/11/2005	$391.14	$391.14	$35.25	$426.39	Indemnity	$243.14
Queenstown Lakes District Council	Queenstown Lakes District, Otago	10144805	10142688	272751	{E156B2D6-04BB-4E99-9D4E-4711E3E006C8}	LAKEVIEW TERRACE RD 2 WANAKA 9382	Aib-24	Water Supply	Pumps	Pump	2015	01/10/2015	$23,508.26	$23,508.26	$2,118.46	$25,626.71	Indemnity	$12,528.50
Queenstown Lakes District Council	Queenstown Lakes District, Otago	10144806	10005516	250964	{E74399AA-B667-48B1-8E95-76E3CA7E83DC}	LAKE ESPLANADE QUEENSTOWN 9300	Aib-24	Water Supply	TPBS Valves	Valve	1997	01/01/1997	$5,860.70	$5,860.70	$528.14	$6,388.84	Reinstatement	$6,388.84
Queenstown Lakes District Council	Queenstown Lakes District, Otago	10144807	10142627	79582	{7AE69CE2-C9B4-45F2-BCC0-7DCB1E4A6C66}	16 LLOYD DUNN AVENUE RD 2 WANAKA 9305	Aib-24	Sewerage	TPBS Valves	Valve	2008	04/11/2008	$391.14	$391.14	$35.25	$426.39	Reinstatement	$426.39
Queenstown Lakes District Council	Queenstown Lakes District, Otago	10144808	10142634	209956	{3F54E71F-EAD9-4A6F-B04D-907BB9BDE28F}	28 STRAINS ROAD RD 1 QUEENSTOWN 9371	Aib-24	Sewerage	TPBS Valves	Valve	2007	01/01/2007	$977.06	$977.06	$88.05	$1,065.11	Indemnity	$643.08
Queenstown Lakes District Council	Queenstown Lakes District, Otago	10144809	10142568	207004	{8523046E-B0EC-4155-A27B-D667AE130C1B}	GLENORCHY-QUEENSTOWN ROAD CLOSEBURN QUEENSTOWN 9371	Aib-24	Sewerage	TPBS Valves	Isolating Valve	2009	01/08/2009	$3,125.92	$3,125.92	$281.69	$3,407.62	Indemnity	$2,171.71
Queenstown Lakes District Council	Queenstown Lakes District, Otago	10144810	10142639	217412	{AF4FF693-BC8F-4063-A66B-BEF6C5395D18}	WAN-LUGG HWY	Aib-24	Sewerage	TPBS Valves	Valve	2005	10/11/2005	$391.14	$391.14	$35.25	$426.39	Indemnity	$243.14
Queenstown Lakes District Council	Queenstown Lakes District, Otago	10144811	10142639	217411	{AF4FF693-BC8F-4063-A66B-BEF6C5395D18}	WAN-LUGG HWY	Aib-24	Sewerage	TPBS Valves	Valve	2005	10/11/2005	$391.14	$391.14	$35.25	$426.39	Indemnity	$243.14
Queenstown Lakes District Council	Queenstown Lakes District, Otago	10144812	10142613	247524	{A8583AED-3506-4687-84A0-9DB24649ADD6}	WANAKA-MOUNT ASPIRING ROAD WANAKA 9382	Aib-24	Water Supply	Pumps	Pump	2014	06/03/2014	$51,232.42	$51,232.42	$4,616.83	$55,849.25	Indemnity	$24,821.67
Queenstown Lakes District Council	Queenstown Lakes District, Otago	10144813	10142640	217453	{62031361-5EC6-4739-9CAF-9F9D269D40C7}	HIDDEN HILLS DRIVE WANAKA 9305	Aib-24	Water Supply	TPBS Valves	Isolating Valve	2008	01/07/2008	$2,540.03	$2,540.03	$228.90	$2,768.92	Indemnity	$1,718.23
Queenstown Lakes District Council	Queenstown Lakes District, Otago	10144814	10142594	213859	{E616D674-93A2-4D96-B069-CD60323E1486}	GLENDA DRIVE	Aib-24	Water Supply	TPBS Valves	Isolating Valve			$3,125.92	$3,125.92	$281.69	$3,407.62	Indemnity	$1,226.01
Queenstown Lakes District Council	Queenstown Lakes District, Otago	10144815	10142608	250949	{EC813BBC-0598-4A04-85B0-910A34B3C69A}	4 SHOTOVER DELTA ROAD LOWER SHOTOVER QUEENSTOWN 9304	Aib-24	Sewerage	Electrical Equipment	Pressure Gauge	2015	01/02/2015	$903.13	$903.13	$81.39	$984.52	Reinstatement	$984.52
Queenstown Lakes District Council	Queenstown Lakes District, Otago	10144816	10142640	217448	{62031361-5EC6-4739-9CAF-9F9D269D40C7}	HIDDEN HILLS DRIVE WANAKA 9305	Aib-24	Water Supply	TPBS Valves	Isolating Valve	2008	01/07/2008	$2,540.03	$2,540.03	$228.90	$2,768.92	Indemnity	$1,718.23
Queenstown Lakes District Council	Queenstown Lakes District, Otago	10144817	10142609	209656	{E418C03F-E51F-4F64-BCDB-3076A1CA7AD1}	#N/A	Aib-24	Water Supply	TPBS Valves	Isolating Valve			$3,125.92	$3,125.92	$281.69	$3,407.62	Indemnity	$649.06
Queenstown Lakes District Council	Queenstown Lakes District, Otago	10144818	10142604	210849	{14EF4B20-0465-4DBA-8FFE-97C7DBFF07C5}	DOMAIN ROAD RD 2 WANAKA 9382	Aib-24	Sewerage	TPBS Valves	Isolating Valve			$2,540.03	$2,540.03	$228.90	$2,768.92	Indemnity	$789.46
Queenstown Lakes District Council	Queenstown Lakes District, Otago	10144819	10142608	229600	{EC813BBC-0598-4A04-85B0-910A34B3C69A}	4 SHOTOVER DELTA ROAD LOWER SHOTOVER QUEENSTOWN 9304	Aib-24	Sewerage	TPBS Valves	Valve			$3,906.59	$3,906.59	$352.04	$4,258.64	Reinstatement	$4,258.64
Queenstown Lakes District Council	Queenstown Lakes District, Otago	10144820	10142581	2834	{CBD8C761-31C7-44E6-9896-6FCD77CC7C54}	MAKARORA-LAKE HAWEA ROAD MAKARORA WANAKA 9382	Aib-24	Water Supply	TPBS Valves	Valve	1991	01/01/1991	$977.06	$977.06	$88.05	$1,065.11	Indemnity	$378.70
Queenstown Lakes District Council	Queenstown Lakes District, Otago	10144821	10005518	217442	{485B5BCB-7204-442E-A295-CB9D12E0D584}	FLORENCE CLOSE QUEENSTOWN HILL QUEENSTOWN 9300	Aib-24	Water Supply	TPBS Valves	Isolating Valve	2006	18/05/2006	$3,125.92	$3,125.92	$281.69	$3,407.62	Reinstatement	$3,407.62
Queenstown Lakes District Council	Queenstown Lakes District, Otago	10144822	10142636	217461	{E72E6318-3003-43F2-9F40-D8239F7AA13D}	28 STRAINS ROAD RD 1 QUEENSTOWN 9371	Aib-24	Water Supply	Electrical Equipment	Pressure Gauge	2007	01/01/2007	$903.13	$903.13	$81.39	$984.52	Indemnity	$228.29
Queenstown Lakes District Council	Queenstown Lakes District, Otago	10144823	10142614	206942	{D5657136-69A8-42AA-9950-92C7BAD61D7F}	3840 ALICE BURN DRIVE RD 3 CROMWELL 9383	Aib-24	Water Supply	TPBS Valves	Isolating Valve	2013	01/06/2013	$3,125.92	$3,125.92	$281.69	$3,407.62	Indemnity	$2,235.66
Queenstown Lakes District Council	Queenstown Lakes District, Otago	10144824	10005517	210934	{92E161FC-4B0B-4C0F-858E-29A31DE8986E}	GLENORCHY-QUEENSTOWN ROAD CLOSEBURN QUEENSTOWN 9371	Aib-24	Water Supply	TPBS Valves	Valve			$11,718.13	$11,718.13	$1,055.98	$12,774.12	Reinstatement	$12,774.12
Queenstown Lakes District Council	Queenstown Lakes District, Otago	10144825	10142609	209667	{E418C03F-E51F-4F64-BCDB-3076A1CA7AD1}	#N/A	Aib-24	Water Supply	TPBS Valves	Isolating Valve			$3,125.92	$3,125.92	$281.69	$3,407.62	Indemnity	$649.06
Queenstown Lakes District Council	Queenstown Lakes District, Otago	10144826	10142610	209549	{7F1A6410-C3B4-40D2-BE28-63D256777D52}	MAKARORA-LAKE HAWEA ROAD MAKARORA WANAKA 9382	Aib-24	Water Supply	TPBS Valves	Isolating Valve	1991	01/01/1991	$3,125.92	$3,125.92	$281.69	$3,407.62	Indemnity	$1,029.85
Queenstown Lakes District Council	Queenstown Lakes District, Otago	10144827	10142658	237015	{D458CA5E-B986-47C6-AD40-8359B08B7A97}	13 LAKE AVENUE FRANKTON QUEENSTOWN 9300	Aib-24	Sewerage	TPBS Valves	Valve	2012	08/08/2012	$22,266.09	$22,266.09	$2,006.52	$24,272.61	Reinstatement	$24,272.61
Queenstown Lakes District Council	Queenstown Lakes District, Otago	10144828	10142609	209546	{E418C03F-E51F-4F64-BCDB-3076A1CA7AD1}	#N/A	Aib-24	Water Supply	Pumps	Pump			$4,179.84	$4,179.84	$376.67	$4,556.50	Indemnity	$231.44
Queenstown Lakes District Council	Queenstown Lakes District, Otago	10144829	10142613	245833	{A8583AED-3506-4687-84A0-9DB24649ADD6}	WANAKA-MOUNT ASPIRING ROAD WANAKA 9382	Aib-24	Water Supply	Electrical Equipment	UV System	2013	01/10/2013	$7,729.85	$7,729.85	$696.58	$8,426.43	Indemnity	$4,743.73
Queenstown Lakes District Council	Queenstown Lakes District, Otago	10144830	10142604	210846	{14EF4B20-0465-4DBA-8FFE-97C7DBFF07C5}	DOMAIN ROAD RD 2 WANAKA 9382	Aib-24	Sewerage	TPBS Valves	Isolating Valve			$2,540.03	$2,540.03	$228.90	$2,768.92	Indemnity	$789.46
Queenstown Lakes District Council	Queenstown Lakes District, Otago	10144831	10115350	210525	{B7214F29-F8F6-49EE-BF1D-F3E3B5DC9FDF}	MIDDLESEX STREET ARROWTOWN 9302	Aib-24	Water Supply	TPBS Valves	Valve			$8,790.24	$8,790.24	$792.14	$9,582.37	Reinstatement	$9,582.37
Queenstown Lakes District Council	Queenstown Lakes District, Otago	10144832	10142639	211049	{AF4FF693-BC8F-4063-A66B-BEF6C5395D18}	WAN-LUGG HWY	Aib-24	Sewerage	Miscellaneous	Valve Chamber	2005	01/09/2005	$6,338.60	$6,338.60	$571.21	$6,909.80	Indemnity	$4,752.73
Queenstown Lakes District Council	Queenstown Lakes District, Otago	10144833	10005518	217446	{485B5BCB-7204-442E-A295-CB9D12E0D584}	FLORENCE CLOSE QUEENSTOWN HILL QUEENSTOWN 9300	Aib-24	Water Supply	TPBS Valves	Isolating Valve	2006	18/05/2006	$3,125.92	$3,125.92	$281.69	$3,407.62	Reinstatement	$3,407.62
Queenstown Lakes District Council	Queenstown Lakes District, Otago	10144834	10142640	217450	{62031361-5EC6-4739-9CAF-9F9D269D40C7}	HIDDEN HILLS DRIVE WANAKA 9305	Aib-24	Water Supply	TPBS Valves	Isolating Valve	2008	01/07/2008	$2,540.03	$2,540.03	$228.90	$2,768.92	Indemnity	$1,718.23
Queenstown Lakes District Council	Queenstown Lakes District, Otago	10144835	10142664	250677	{8B7815F9-F066-4EF4-8660-1250182FF865}	49 FRANKTON ROAD QUEENSTOWN 9300	Aib-24	Water Supply	TPBS Valves	Isolating Valve	2014	02/03/2014	$3,125.92	$3,125.92	$281.69	$3,407.62	Indemnity	$2,423.17
Queenstown Lakes District Council	Queenstown Lakes District, Otago	10144836	10142622	231565	{DA65E0BB-0ED9-4581-9762-111C5DCF3EE1}	1128 AUBREY ROAD ALBERT TOWN WANAKA 9305	Aib-24	Sewerage	TPBS Valves	Isolating Valve	2003	24/11/2003	$4,297.75	$4,297.75	$387.29	$4,685.04	Indemnity	$2,415.38
Queenstown Lakes District Council	Queenstown Lakes District, Otago	10144837	10142582	4152	{477EA4C2-25BA-4D6A-BEC9-539B3FCAF720}	BEACON POINT ROAD WANAKA 9305	Aib-24	Water Supply	Miscellaneous	Valve Chamber	2003	01/01/2003	$6,338.60	$6,338.60	$571.21	$6,909.80	Reinstatement	$6,909.80
Queenstown Lakes District Council	Queenstown Lakes District, Otago	10144838	10142558	3491	{8140ABC2-039A-4444-AE36-570292AD2576}	13 LAKE AVENUE FRANKTON QUEENSTOWN 9300	Aib-24	Sewerage	TPBS Valves	Valve	2014	01/05/2014	$4,101.35	$4,101.35	$369.59	$4,470.94	Indemnity	$3,333.14
Queenstown Lakes District Council	Queenstown Lakes District, Otago	10144839	10142575	3394	{7626DB93-6980-4CE5-AE08-3E6D0CBEE828}	76 ALISON AVENUE ALBERT TOWN WANAKA 9305	Aib-24	Sewerage	TPBS Valves	Valve	1989	01/01/1989	$11,718.13	$11,718.13	$1,055.98	$12,774.12	Indemnity	$4,382.50
Queenstown Lakes District Council	Queenstown Lakes District, Otago	10144840	10142568	207003	{8523046E-B0EC-4155-A27B-D667AE130C1B}	GLENORCHY-QUEENSTOWN ROAD CLOSEBURN QUEENSTOWN 9371	Aib-24	Sewerage	TPBS Valves	Isolating Valve	2009	01/08/2009	$3,125.92	$3,125.92	$281.69	$3,407.62	Indemnity	$2,171.71
Queenstown Lakes District Council	Queenstown Lakes District, Otago	10144841	10142608	229593	{EC813BBC-0598-4A04-85B0-910A34B3C69A}	4 SHOTOVER DELTA ROAD LOWER SHOTOVER QUEENSTOWN 9304	Aib-24	Sewerage	Pumps	Pump			$50,162.20	$50,162.20	$4,520.39	$54,682.59	Reinstatement	$54,682.59
Queenstown Lakes District Council	Queenstown Lakes District, Otago	10144842	10142609	209541	{E418C03F-E51F-4F64-BCDB-3076A1CA7AD1}	#N/A	Aib-24	Water Supply	TPBS Valves	Isolating Valve			$3,125.92	$3,125.92	$281.69	$3,407.62	Indemnity	$649.06
Queenstown Lakes District Council	Queenstown Lakes District, Otago	10144843	10142664	250675	{8B7815F9-F066-4EF4-8660-1250182FF865}	49 FRANKTON ROAD QUEENSTOWN 9300	Aib-24	Water Supply	TPBS Valves	Isolating Valve	2014	02/03/2014	$3,125.92	$3,125.92	$281.69	$3,407.62	Indemnity	$2,423.17
Queenstown Lakes District Council	Queenstown Lakes District, Otago	10144844	10142561	210257	{75322284-DBCB-4BEF-9E84-E12969426588}	KAWARAU PLACE FRANKTON QUEENSTOWN 9300	Aib-24	Sewerage	TPBS Valves	Valve	2009	27/10/2009	$2,929.53	$2,929.53	$264.00	$3,193.53	Indemnity	$2,035.27
Queenstown Lakes District Council	Queenstown Lakes District, Otago	10144845	10142608	210913	{EC813BBC-0598-4A04-85B0-910A34B3C69A}	4 SHOTOVER DELTA ROAD LOWER SHOTOVER QUEENSTOWN 9304	Aib-24	Sewerage	TPBS Valves	Isolating Valve			$20,703.13	$20,703.13	$1,865.67	$22,568.80	Reinstatement	$22,568.80
Queenstown Lakes District Council	Queenstown Lakes District, Otago	10144846	10142608	229508	{EC813BBC-0598-4A04-85B0-910A34B3C69A}	4 SHOTOVER DELTA ROAD LOWER SHOTOVER QUEENSTOWN 9304	Aib-24	Sewerage	Pumps	Pump			$209,008.49	$209,008.49	$18,834.89	$227,843.38	Reinstatement	$227,843.38
Queenstown Lakes District Council	Queenstown Lakes District, Otago	10144847	10142608	210904	{EC813BBC-0598-4A04-85B0-910A34B3C69A}	4 SHOTOVER DELTA ROAD LOWER SHOTOVER QUEENSTOWN 9304	Aib-24	Sewerage	TPBS Valves	Isolating Valve			$3,125.92	$3,125.92	$281.69	$3,407.62	Reinstatement	$3,407.62
Queenstown Lakes District Council	Queenstown Lakes District, Otago	10144848	10142640	217452	{62031361-5EC6-4739-9CAF-9F9D269D40C7}	HIDDEN HILLS DRIVE WANAKA 9305	Aib-24	Water Supply	TPBS Valves	Isolating Valve	2008	01/07/2008	$2,540.03	$2,540.03	$228.90	$2,768.92	Indemnity	$1,718.23
Queenstown Lakes District Council	Queenstown Lakes District, Otago	10144849	10142622	231564	{DA65E0BB-0ED9-4581-9762-111C5DCF3EE1}	1128 AUBREY ROAD ALBERT TOWN WANAKA 9305	Aib-24	Sewerage	TPBS Valves	Isolating Valve	2003	24/11/2003	$4,297.75	$4,297.75	$387.29	$4,685.04	Indemnity	$2,415.38
Queenstown Lakes District Council	Queenstown Lakes District, Otago	10144850	10142664	250681	{8B7815F9-F066-4EF4-8660-1250182FF865}	49 FRANKTON ROAD QUEENSTOWN 9300	Aib-24	Water Supply	TPBS Valves	Isolating Valve	2014	02/03/2014	$3,125.92	$3,125.92	$281.69	$3,407.62	Indemnity	$2,423.17
Queenstown Lakes District Council	Queenstown Lakes District, Otago	10144851	10142594	232274	{E616D674-93A2-4D96-B069-CD60323E1486}	GLENDA DRIVE	Aib-24	Water Supply	TPBS Valves	Isolating Valve	1999	01/01/1999	$3,125.92	$3,125.92	$281.69	$3,407.62	Indemnity	$1,700.47
Queenstown Lakes District Council	Queenstown Lakes District, Otago	10144852	10142630	202011	{DC81B536-EA8D-4763-B2C8-0AB48FE76118}	BALMORAL	Aib-24	Water Supply	TPBS Valves	Valve			$11,718.13	$11,718.13	$1,055.98	$12,774.12	Indemnity	$8,355.32
Queenstown Lakes District Council	Queenstown Lakes District, Otago	10144853	10142600	210418	{EA00FD14-D04D-4FB9-A0BA-93E642E8E429}	PENINSULA ROAD KELVIN HEIGHTS QUEENSTOWN 9300	Aib-24	Water Supply	TPBS Valves	Valve	1984	01/01/1984	$1,366.57	$1,366.57	$123.15	$1,489.71	Indemnity	$324.80
Queenstown Lakes District Council	Queenstown Lakes District, Otago	10144854	10142604	210847	{14EF4B20-0465-4DBA-8FFE-97C7DBFF07C5}	DOMAIN ROAD RD 2 WANAKA 9382	Aib-24	Sewerage	TPBS Valves	Isolating Valve			$2,540.03	$2,540.03	$228.90	$2,768.92	Indemnity	$789.46
Queenstown Lakes District Council	Queenstown Lakes District, Otago	10144855	10142688	272765	{E156B2D6-04BB-4E99-9D4E-4711E3E006C8}	LAKEVIEW TERRACE RD 2 WANAKA 9382	Aib-24	Water Supply	TPBS Valves	Valve	2015	01/10/2015	$5,531.67	$5,531.67	$498.49	$6,030.16	Indemnity	$4,395.28
Queenstown Lakes District Council	Queenstown Lakes District, Otago	10144856	10142609	209670	{E418C03F-E51F-4F64-BCDB-3076A1CA7AD1}	#N/A	Aib-24	Water Supply	TPBS Valves	Isolating Valve			$3,125.92	$3,125.92	$281.69	$3,407.62	Indemnity	$649.06
Queenstown Lakes District Council	Queenstown Lakes District, Otago	10144744	10142558	3483	{8140ABC2-039A-4444-AE36-570292AD2576}	13 LAKE AVENUE FRANKTON QUEENSTOWN 9300	Aib-24	Sewerage	Hoist	Hoist	1974	01/01/1974	$8,323.87	$8,323.87	$750.11	$9,073.97	Indemnity	$310.22
Queenstown Lakes District Council	Queenstown Lakes District, Otago	10144745	10142554	216934	{5DEDF20F-21CC-4219-BFCC-1771FF6DC8FD}	700 MOKE LAKE ROAD BEN LOMOND QUEENSTOWN 9371	Aib-24	Sewerage	Hoist	Hoist	2000	01/01/2000	$8,085.01	$8,085.01	$728.58	$8,813.60	Indemnity	$602.63
Queenstown Lakes District Council	Queenstown Lakes District, Otago	10144746	10142587	233004	{036A3D05-D9AB-460F-9DE6-565470B8F619}	GLENORCHY-QUEENSTOWN ROAD CLOSEBURN QUEENSTOWN 9371	Aib-24	Water Supply	TPBS Valves	Valve	1989	01/01/1989	$11,718.13	$11,718.13	$1,055.98	$12,774.12	Indemnity	$4,382.50
Queenstown Lakes District Council	Queenstown Lakes District, Otago	10144747	10142605	79126	{EC72E8F5-5B35-4739-9F05-ACDDCBC6290A}	ALBERT TOWN-LAKE HAWEA ROAD ALBERT TOWN WANAKA 9382	Aib-24	Sewerage	Heater	Heater			$2,248.69	$2,248.69	$202.64	$2,451.33	Indemnity	$117.78
Queenstown Lakes District Council	Queenstown Lakes District, Otago	10144748	10142587	226120	{036A3D05-D9AB-460F-9DE6-565470B8F619}	GLENORCHY-QUEENSTOWN ROAD CLOSEBURN QUEENSTOWN 9371	Aib-24	Water Supply	Heater	Heater	2010	01/01/2010	$2,248.69	$2,248.69	$202.64	$2,451.33	Indemnity	$726.31
Queenstown Lakes District Council	Queenstown Lakes District, Otago	10144749	10142627	79407	{7AE69CE2-C9B4-45F2-BCC0-7DCB1E4A6C66}	16 LLOYD DUNN AVENUE RD 2 WANAKA 9305	Aib-24	Sewerage	Heater	Heater	2008	04/11/2008	$2,248.69	$2,248.69	$202.64	$2,451.33	Reinstatement	$2,451.33
Queenstown Lakes District Council	Queenstown Lakes District, Otago	10144750	10142609	209544	{E418C03F-E51F-4F64-BCDB-3076A1CA7AD1}	#N/A	Aib-24	Water Supply	Heater	Heater			$2,248.69	$2,248.69	$202.64	$2,451.33	Indemnity	$124.51
Queenstown Lakes District Council	Queenstown Lakes District, Otago	10144751	10142554	216933	{5DEDF20F-21CC-4219-BFCC-1771FF6DC8FD}	700 MOKE LAKE ROAD BEN LOMOND QUEENSTOWN 9371	Aib-24	Sewerage	Heater	Heater	2000	01/01/2000	$2,248.69	$2,248.69	$202.64	$2,451.33	Indemnity	$167.61
Queenstown Lakes District Council	Queenstown Lakes District, Otago	10144752	10142610	209545	{7F1A6410-C3B4-40D2-BE28-63D256777D52}	MAKARORA-LAKE HAWEA ROAD MAKARORA WANAKA 9382	Aib-24	Water Supply	Heater	Heater	1991	01/01/1991	$2,248.69	$2,248.69	$202.64	$2,451.33	Indemnity	$124.51
Queenstown Lakes District Council	Queenstown Lakes District, Otago	10144753	10142624	217391	{98499929-9F82-4319-BF12-E9E0ABE5ED5C}	SIR TIM WALLIS DRIVE RD 2 WANAKA 9305	Aib-24	Sewerage	Heater	Heater	2008	04/11/2008	$2,248.69	$2,248.69	$202.64	$2,451.33	Indemnity	$594.26
Queenstown Lakes District Council	Queenstown Lakes District, Otago	10144754	10142618	217472	{96F6CEAE-D7DD-480B-B9D7-E0E01956C4B0}	HOWARDS DRIVE LAKE HAYES QUEENSTOWN 9304	Aib-24	Water Supply	Heater	Heater	2006	01/01/2006	$2,248.69	$2,248.69	$202.64	$2,451.33	Indemnity	$544.73
Queenstown Lakes District Council	Queenstown Lakes District, Otago	10144755	10142609	3194	{E418C03F-E51F-4F64-BCDB-3076A1CA7AD1}	#N/A	Aib-24	Water Supply	TPBS Valves	Valve	1991	01/01/1991	$2,148.86	$2,148.86	$193.65	$2,342.51	Indemnity	$832.88
Queenstown Lakes District Council	Queenstown Lakes District, Otago	10144756	10142608	229482	{EC813BBC-0598-4A04-85B0-910A34B3C69A}	4 SHOTOVER DELTA ROAD LOWER SHOTOVER QUEENSTOWN 9304	Aib-24	Sewerage	TPBS Valves	Valve			$3,906.59	$3,906.59	$352.04	$4,258.64	Reinstatement	$4,258.64
Queenstown Lakes District Council	Queenstown Lakes District, Otago	10144757	10142608	229402	{EC813BBC-0598-4A04-85B0-910A34B3C69A}	4 SHOTOVER DELTA ROAD LOWER SHOTOVER QUEENSTOWN 9304	Aib-24	Sewerage	TPBS Valves	Valve			$3,906.59	$3,906.59	$352.04	$4,258.64	Reinstatement	$4,258.64
Queenstown Lakes District Council	Queenstown Lakes District, Otago	10144758	10142619	210627	{89034D7D-5C5D-4987-9FB3-9F51E14509EE}	PENINSULA ROAD KELVIN HEIGHTS QUEENSTOWN 9300	Aib-24	Water Supply	Heater	Heater			$2,248.69	$2,248.69	$202.64	$2,451.33	Indemnity	$103.76
Queenstown Lakes District Council	Queenstown Lakes District, Otago	10144759	10142577	245958	{9936C7C0-C45B-4D68-A288-0AB32482126A}	LAKESIDE ROAD	Aib-24	Sewerage	TPBS Valves	Valve	2013	13/12/2013	$3,906.59	$3,906.59	$352.04	$4,258.64	Indemnity	$2,952.63
Queenstown Lakes District Council	Queenstown Lakes District, Otago	10144760	10142612	217492	{DDCEFCDD-2583-405A-963C-820BA4D54166}	PLANTATION ROAD WANAKA 9305	Aib-24	Water Supply	Heater	Heater			$2,248.69	$2,248.69	$202.64	$2,451.33	Indemnity	$108.95
Queenstown Lakes District Council	Queenstown Lakes District, Otago	10144761	10142609	3185	{E418C03F-E51F-4F64-BCDB-3076A1CA7AD1}	#N/A	Aib-24	Water Supply	Electrical Equipment	Turbidity Meter	1998	01/01/1998	$74,310.11	$74,310.11	$6,696.49	$81,006.59	Indemnity	$5,143.23
Queenstown Lakes District Council	Queenstown Lakes District, Otago	10144762	10115350	210342	{B7214F29-F8F6-49EE-BF1D-F3E3B5DC9FDF}	MIDDLESEX STREET ARROWTOWN 9302	Aib-24	Water Supply	Structures	Manhole			$6,643.18	$6,643.18	$598.65	$7,241.83	Reinstatement	$7,241.83
Queenstown Lakes District Council	Queenstown Lakes District, Otago	10144763	10142558	206895	{8140ABC2-039A-4444-AE36-570292AD2576}	13 LAKE AVENUE FRANKTON QUEENSTOWN 9300	Aib-24	Sewerage	Heater	Heater			$2,248.69	$2,248.69	$202.64	$2,451.33	Indemnity	$83.81
Queenstown Lakes District Council	Queenstown Lakes District, Otago	10144764	10142545	3778	{6F474EC7-717E-483A-9FC3-D4376815868B}	CHURCH ROAD RD 2 WANAKA 9382	Aib-24	Sewerage	TPBS Valves	Valve	2006	01/01/2006	$977.06	$977.06	$88.05	$1,065.11	Indemnity	$598.97
Queenstown Lakes District Council	Queenstown Lakes District, Otago	10144765	10142594	213854	{E616D674-93A2-4D96-B069-CD60323E1486}	GLENDA DRIVE	Aib-24	Water Supply	TPBS Valves	Valve			$11,718.13	$11,718.13	$1,055.98	$12,774.12	Indemnity	$4,595.94
Queenstown Lakes District Council	Queenstown Lakes District, Otago	10146142	10142560	216996	{651DED27-2CF7-4E8C-9EBE-4D1D6ADF66AA}	WILLOW PLACE	Aib-24	Sewerage	TPBS Valves	Valve	2010	01/09/2010	$0.00	$0.00	$0.00	$0.00	Indemnity	$0.00
Queenstown Lakes District Council	Queenstown Lakes District, Otago	10144766	10142550	3621	{2CEA9B91-0AA3-4502-AA03-C55553D661BB}	7 RUTHERFORD ROAD RD 1 QUEENSTOWN 9371	Aib-24	Sewerage	TPBS Valves	Valve			$391.14	$391.14	$35.25	$426.39	Indemnity	$221.68
Queenstown Lakes District Council	Queenstown Lakes District, Otago	10144767	10142628	202032	{C7D28BC6-260F-4E2E-87A2-AFB6947A9322}	14 HEATON PARK DRIVE WANAKA 9305	Aib-24	Water Supply	Heater	Heater			$2,248.69	$2,248.69	$202.64	$2,451.33	Indemnity	$217.89
Queenstown Lakes District Council	Queenstown Lakes District, Otago	10144768	10142558	206893	{8140ABC2-039A-4444-AE36-570292AD2576}	13 LAKE AVENUE FRANKTON QUEENSTOWN 9300	Aib-24	Sewerage	Heater	Heater			$2,248.69	$2,248.69	$202.64	$2,451.33	Indemnity	$83.81
Queenstown Lakes District Council	Queenstown Lakes District, Otago	10144769	10142664	250674	{8B7815F9-F066-4EF4-8660-1250182FF865}	49 FRANKTON ROAD QUEENSTOWN 9300	Aib-24	Water Supply	TPBS Valves	Valve	2014	02/03/2014	$5,860.70	$5,860.70	$528.14	$6,388.84	Indemnity	$4,543.14
Queenstown Lakes District Council	Queenstown Lakes District, Otago	10144770	10142587	233007	{036A3D05-D9AB-460F-9DE6-565470B8F619}	GLENORCHY-QUEENSTOWN ROAD CLOSEBURN QUEENSTOWN 9371	Aib-24	Water Supply	TPBS Valves	Valve	2012	29/06/2012	$11,718.13	$11,718.13	$1,055.98	$12,774.12	Indemnity	$8,783.80
Queenstown Lakes District Council	Queenstown Lakes District, Otago	10144771	10142627	79576	{7AE69CE2-C9B4-45F2-BCC0-7DCB1E4A6C66}	16 LLOYD DUNN AVENUE RD 2 WANAKA 9305	Aib-24	Sewerage	TPBS Valves	Valve	2008	04/11/2008	$780.66	$780.66	$70.35	$851.01	Reinstatement	$851.01
Queenstown Lakes District Council	Queenstown Lakes District, Otago	10144772	10142584	2987	{BA75368B-EB32-42CE-B5DB-1FEB1B136268}	20 ANDERSON ROAD WANAKA 9305	Aib-24	Water Supply	Pumps	Pump	1997	01/01/1997	$128,598.90	$128,598.90	$11,588.74	$140,187.64	Indemnity	$25,655.03
Queenstown Lakes District Council	Queenstown Lakes District, Otago	10144774	10142621	79259	{3FA57A6E-A114-45D3-9D90-DD589BD3AA1C}	MIDDELTON ROAD	Aib-24	Water Supply	Heater	Heater			$2,248.69	$2,248.69	$202.64	$2,451.33	Indemnity	$311.28
Queenstown Lakes District Council	Queenstown Lakes District, Otago	10144775	10005514	3131	{EA915F74-A6A1-4E7C-A7A0-796A7D28CF2B}	GLENORCHY-QUEENSTOWN ROAD CLOSEBURN QUEENSTOWN 9371	Aib-24	Water Supply	TPBS Valves	Valve	2000	01/01/2000	$4,101.35	$4,101.35	$369.59	$4,470.94	Reinstatement	$4,470.94
Queenstown Lakes District Council	Queenstown Lakes District, Otago	10144776	10142611	210818	{6AB85459-F98F-4B45-BF58-32E06558AD54}	KIRIMOKO CRESCENT WANAKA 9305	Aib-24	Water Supply	Heater	Heater			$2,248.69	$2,248.69	$202.64	$2,451.33	Indemnity	$189.47
Queenstown Lakes District Council	Queenstown Lakes District, Otago	10144777	10142627	79536	{7AE69CE2-C9B4-45F2-BCC0-7DCB1E4A6C66}	16 LLOYD DUNN AVENUE RD 2 WANAKA 9305	Aib-24	Sewerage	TPBS Valves	Valve	2008	04/11/2008	$8,790.24	$8,790.24	$792.14	$9,582.37	Reinstatement	$9,582.37
Queenstown Lakes District Council	Queenstown Lakes District, Otago	10144778	10142604	210826	{14EF4B20-0465-4DBA-8FFE-97C7DBFF07C5}	DOMAIN ROAD RD 2 WANAKA 9382	Aib-24	Sewerage	Structures	Manhole	2010	01/10/2010	$6,643.18	$6,643.18	$598.65	$7,241.83	Indemnity	$5,006.66
Queenstown Lakes District Council	Queenstown Lakes District, Otago	10144858	10115351	209575	{03F38B5B-C721-447B-AE37-F534A101130D}	LOMOND CRESCENT	Aib-24	Water Supply	TPBS Valves	Valve			$2,148.86	$2,148.86	$193.65	$2,342.51	Reinstatement	$2,342.51
Queenstown Lakes District Council	Queenstown Lakes District, Otago	10144859	10005518	217447	{485B5BCB-7204-442E-A295-CB9D12E0D584}	FLORENCE CLOSE QUEENSTOWN HILL QUEENSTOWN 9300	Aib-24	Water Supply	TPBS Valves	Isolating Valve	2006	18/05/2006	$3,125.92	$3,125.92	$281.69	$3,407.62	Reinstatement	$3,407.62
Queenstown Lakes District Council	Queenstown Lakes District, Otago	10144860	10142876	211069	{4566FF46-0962-4B49-ADCE-972A1DB7736F}	#N/A	Aib-24	Sewerage	Miscellaneous	IT Hardware	2010	28/09/2010	$4,637.92	$4,637.92	$417.95	$5,055.87	Indemnity	$1,348.22
Queenstown Lakes District Council	Queenstown Lakes District, Otago	10144861	10142876	211084	{4566FF46-0962-4B49-ADCE-972A1DB7736F}	#N/A	Aib-24	Sewerage	Miscellaneous	IT Hardware	2010	28/09/2010	$4,637.92	$4,637.92	$417.95	$5,055.87	Indemnity	$1,348.22
Queenstown Lakes District Council	Queenstown Lakes District, Otago	10144862	10142876	211087	{4566FF46-0962-4B49-ADCE-972A1DB7736F}	#N/A	Aib-24	Sewerage	Miscellaneous	IT Hardware	2010	28/09/2010	$4,637.92	$4,637.92	$417.95	$5,055.87	Indemnity	$1,348.22
Queenstown Lakes District Council	Queenstown Lakes District, Otago	10144863	10142876	211068	{4566FF46-0962-4B49-ADCE-972A1DB7736F}	#N/A	Aib-24	Sewerage	Miscellaneous	IT Hardware	2010	28/09/2010	$4,637.92	$4,637.92	$417.95	$5,055.87	Indemnity	$1,348.22
Queenstown Lakes District Council	Queenstown Lakes District, Otago	10144864	10142594	2926	{E616D674-93A2-4D96-B069-CD60323E1486}	GLENDA DRIVE	Aib-24	Water Supply	TPBS Valves	Valve	1999	01/01/1999	$2,929.53	$2,929.53	$264.00	$3,193.53	Indemnity	$1,499.67
Queenstown Lakes District Council	Queenstown Lakes District, Otago	10144865	10142876	211071	{4566FF46-0962-4B49-ADCE-972A1DB7736F}	#N/A	Aib-24	Sewerage	Miscellaneous	IT Hardware	2010	10/08/2010	$4,637.92	$4,637.92	$417.95	$5,055.87	Indemnity	$1,348.22
Queenstown Lakes District Council	Queenstown Lakes District, Otago	10144866	10115352	3147	{BBA4219C-0FF4-496F-B1E2-F27090A5983E}	MANCHESTER PLACE QUEENSTOWN 9300	Aib-24	Water Supply	TPBS Valves	Valve	1975	01/01/1975	$2,929.53	$2,929.53	$264.00	$3,193.53	Reinstatement	$3,193.53
Queenstown Lakes District Council	Queenstown Lakes District, Otago	10144867	10142876	211072	{4566FF46-0962-4B49-ADCE-972A1DB7736F}	#N/A	Aib-24	Sewerage	Miscellaneous	IT Hardware	2010	10/08/2010	$4,637.92	$4,637.92	$417.95	$5,055.87	Indemnity	$1,348.22
Queenstown Lakes District Council	Queenstown Lakes District, Otago	10144868	10142876	211070	{4566FF46-0962-4B49-ADCE-972A1DB7736F}	#N/A	Aib-24	Sewerage	Miscellaneous	IT Hardware	2010	28/09/2010	$4,637.92	$4,637.92	$417.95	$5,055.87	Indemnity	$1,348.22
Queenstown Lakes District Council	Queenstown Lakes District, Otago	10144869	10142876	211083	{4566FF46-0962-4B49-ADCE-972A1DB7736F}	#N/A	Aib-24	Sewerage	Miscellaneous	IT Hardware	2010	28/09/2010	$4,637.92	$4,637.92	$417.95	$5,055.87	Indemnity	$1,348.22
Queenstown Lakes District Council	Queenstown Lakes District, Otago	10144870	10142627	79604	{7AE69CE2-C9B4-45F2-BCC0-7DCB1E4A6C66}	16 LLOYD DUNN AVENUE RD 2 WANAKA 9305	Aib-24	Sewerage	TPBS Valves	Valve	2008	04/11/2008	$977.06	$977.06	$88.05	$1,065.11	Reinstatement	$1,065.11
Queenstown Lakes District Council	Queenstown Lakes District, Otago	10144871	10142584	2988	{BA75368B-EB32-42CE-B5DB-1FEB1B136268}	20 ANDERSON ROAD WANAKA 9305	Aib-24	Water Supply	Pumps	Pump	1997	01/01/1997	$79,914.28	$79,914.28	$7,201.51	$87,115.78	Indemnity	$15,942.62
Queenstown Lakes District Council	Queenstown Lakes District, Otago	10144872	10142876	211067	{4566FF46-0962-4B49-ADCE-972A1DB7736F}	#N/A	Aib-24	Sewerage	Miscellaneous	IT Hardware	2010	28/09/2010	$4,637.92	$4,637.92	$417.95	$5,055.87	Indemnity	$1,348.22
Queenstown Lakes District Council	Queenstown Lakes District, Otago	10144873	10142876	211086	{4566FF46-0962-4B49-ADCE-972A1DB7736F}	#N/A	Aib-24	Sewerage	Miscellaneous	IT Hardware	2010	28/09/2010	$4,637.92	$4,637.92	$417.95	$5,055.87	Indemnity	$1,348.22
Queenstown Lakes District Council	Queenstown Lakes District, Otago	10144874	10142608	210931	{EC813BBC-0598-4A04-85B0-910A34B3C69A}	4 SHOTOVER DELTA ROAD LOWER SHOTOVER QUEENSTOWN 9304	Aib-24	Sewerage	Miscellaneous	Junction Chamber			$7,729.85	$7,729.85	$696.58	$8,426.43	Reinstatement	$8,426.43
Queenstown Lakes District Council	Queenstown Lakes District, Otago	10144716	10142608	229544	{EC813BBC-0598-4A04-85B0-910A34B3C69A}	4 SHOTOVER DELTA ROAD LOWER SHOTOVER QUEENSTOWN 9304	Aib-24	Sewerage	Pipework	Pipework			$13,961.36	$13,961.36	$1,258.13	$15,219.50	Reinstatement	$15,219.50
Queenstown Lakes District Council	Queenstown Lakes District, Otago	10144719	10142608	229369	{EC813BBC-0598-4A04-85B0-910A34B3C69A}	4 SHOTOVER DELTA ROAD LOWER SHOTOVER QUEENSTOWN 9304	Aib-24	Sewerage	Miscellaneous	Headworks Chamber	2014	12/12/2014	$6,043.35	$6,043.35	$544.60	$6,587.94	Reinstatement	$6,587.94
Queenstown Lakes District Council	Queenstown Lakes District, Otago	10144780	10142582	210579	{477EA4C2-25BA-4D6A-BEC9-539B3FCAF720}	BEACON POINT ROAD WANAKA 9305	Aib-24	Water Supply	Structures	Manhole			$6,643.18	$6,643.18	$598.65	$7,241.83	Reinstatement	$7,241.83
Queenstown Lakes District Council	Queenstown Lakes District, Otago	10144781	10142594	213866	{E616D674-93A2-4D96-B069-CD60323E1486}	GLENDA DRIVE	Aib-24	Water Supply	Electrical Equipment	Pressure Gauge			$903.13	$903.13	$81.39	$984.52	Indemnity	$64.82
Queenstown Lakes District Council	Queenstown Lakes District, Otago	10144876	10142629	216993	{C75F3211-48B4-43FE-89B4-3DC012DEEDC8}	ATLEY ROAD	Aib-24	Sewerage	Miscellaneous	Landscaping	2008	01/02/2008	$12,685.27	$12,685.27	$1,143.14	$13,828.40	Indemnity	$10,418.77
Queenstown Lakes District Council	Queenstown Lakes District, Otago	10144878	10143002	3946	{465BBA9D-A72B-4141-95A1-6042907D1F05}	224 MCDONNELL ROAD RD 1 QUEENSTOWN 9371	Aib-24	Sewerage	Miscellaneous	Landscaping	2005	01/01/2005	$12,685.27	$12,685.27	$1,143.14	$13,828.40	Indemnity	$9,753.28
Queenstown Lakes District Council	Queenstown Lakes District, Otago	10144879	10005503	4038	{0D6C5C1F-C741-4AE3-9003-F1942042F536}	BEACON POINT ROAD WANAKA 9305	Aib-24	Water Supply	Miscellaneous	Landscaping	2003	01/01/2003	$23,941.85	$23,941.85	$2,157.53	$26,099.38	Reinstatement	$26,099.38
Queenstown Lakes District Council	Queenstown Lakes District, Otago	10144883	10142596	4002	{67ACA9CD-4BAF-4091-A481-F42CA9112221}	11A PANNERS WAY QUEENSTOWN 9300	Aib-24	Water Supply	Miscellaneous	Landscaping	1988	01/01/1988	$6,431.28	$6,431.28	$579.56	$7,010.84	Indemnity	$3,711.07
Queenstown Lakes District Council	Queenstown Lakes District, Otago	10144887	10142640	217458	{62031361-5EC6-4739-9CAF-9F9D269D40C7}	HIDDEN HILLS DRIVE WANAKA 9305	Aib-24	Water Supply	Miscellaneous	Landscaping	2008	01/07/2008	$7,146.36	$7,146.36	$644.00	$7,790.36	Indemnity	$5,869.51
Queenstown Lakes District Council	Queenstown Lakes District, Otago	10144888	10142622	224673	{DA65E0BB-0ED9-4581-9762-111C5DCF3EE1}	1128 AUBREY ROAD ALBERT TOWN WANAKA 9305	Aib-24	Sewerage	Electrical Equipment	Level Control			$41,018.50	$41,018.50	$3,696.40	$44,714.90	Indemnity	$3,456.19
Queenstown Lakes District Council	Queenstown Lakes District, Otago	10144889	10142554	216932	{5DEDF20F-21CC-4219-BFCC-1771FF6DC8FD}	700 MOKE LAKE ROAD BEN LOMOND QUEENSTOWN 9371	Aib-24	Sewerage	Electrical Equipment	Level Control	2000	01/01/2000	$44,305.11	$44,305.11	$3,992.57	$48,297.68	Indemnity	$3,302.38
Queenstown Lakes District Council	Queenstown Lakes District, Otago	10144890	10005505	217490	{00F87ED9-8ED6-4173-9C62-F8ED3378342B}	PLANTATION ROAD WANAKA 9305	Aib-24	Water Supply	Electrical Equipment	Level Control	1980	01/01/1980	$44,305.11	$44,305.11	$3,992.57	$48,297.68	Reinstatement	$48,297.68
Queenstown Lakes District Council	Queenstown Lakes District, Otago	10146189	10142560	210285	{651DED27-2CF7-4E8C-9EBE-4D1D6ADF66AA}	WILLOW PLACE	Aib-24	Sewerage	TPBS Valves	Valve	2010	01/09/2010	$0.00	$0.00	$0.00	$0.00	Indemnity	$0.00
Queenstown Lakes District Council	Queenstown Lakes District, Otago	10144891	10142563	3625	{CB7B9861-B30B-4228-84FC-359A0F479C52}	MARINE PARADE QUEENSTOWN 9300	Aib-24	Sewerage	Pumps	Pump	2003	01/01/2003	$3,379.26	$3,379.26	$304.52	$3,683.78	Reinstatement	$3,683.78
Queenstown Lakes District Council	Queenstown Lakes District, Otago	10144892	10142545	223479	{6F474EC7-717E-483A-9FC3-D4376815868B}	CHURCH ROAD RD 2 WANAKA 9382	Aib-24	Sewerage	Pumps	Pump	2011	01/06/2011	$9,425.00	$9,425.00	$849.34	$10,274.33	Indemnity	$3,479.11
Queenstown Lakes District Council	Queenstown Lakes District, Otago	10144893	10142555	217241	{2DFD307F-1398-4BAD-B18C-CAA015831C1E}	LAKE HAYES-ARROW JUNCTION HIGHWAY RD 1 QUEENSTOWN 9371	Aib-24	Sewerage	Electrical Equipment	Level Control	2006	01/01/2006	$39,941.10	$39,941.10	$3,599.31	$43,540.41	Indemnity	$9,675.56
Queenstown Lakes District Council	Queenstown Lakes District, Otago	10144894	10142608	229574	{EC813BBC-0598-4A04-85B0-910A34B3C69A}	4 SHOTOVER DELTA ROAD LOWER SHOTOVER QUEENSTOWN 9304	Aib-24	Sewerage	TPBS Valves	Valve			$3,906.59	$3,906.59	$352.04	$4,258.64	Reinstatement	$4,258.64
Queenstown Lakes District Council	Queenstown Lakes District, Otago	10144895	10005508	226140	{63031EA5-52EB-43AB-B0B8-1BB5B3456BFF}	SHIEL STREET GLENORCHY 9372	Aib-24	Water Supply	Electrical Equipment	Level Control	1991	01/01/1991	$44,305.11	$44,305.11	$3,992.57	$48,297.68	Reinstatement	$48,297.68
Queenstown Lakes District Council	Queenstown Lakes District, Otago	10144897	10142551	217239	{64B4E173-F898-487D-9E81-9C96C8087249}	ARROWTOWN-LAKE HAYES ROAD RD 1 QUEENSTOWN 9371	Aib-24	Sewerage	Electrical Equipment	Level Control	2005	01/01/2005	$40,357.55	$40,357.55	$3,636.84	$43,994.39	Indemnity	$9,385.39
Queenstown Lakes District Council	Queenstown Lakes District, Otago	10144898	10142606	3817	{17B7DB13-3757-4ED7-9B8B-44C7DC194176}	101 BALLANTYNE ROAD WANAKA 9305	Aib-24	Sewerage	Electrical Equipment	Level Control	2004	01/01/2004	$42,030.81	$42,030.81	$3,787.62	$45,818.44	Indemnity	$3,702.47
Queenstown Lakes District Council	Queenstown Lakes District, Otago	10144899	10142540	79173	{C8B1DF84-FB15-494B-84FD-6DEC465E0DF0}	26 GORDON ROAD WANAKA 9305	Aib-24	Sewerage	Electrical Equipment	Level Control			$44,305.11	$44,305.11	$3,992.57	$48,297.68	Indemnity	$2,094.19
Queenstown Lakes District Council	Queenstown Lakes District, Otago	10144900	10142563	217361	{CB7B9861-B30B-4228-84FC-359A0F479C52}	MARINE PARADE QUEENSTOWN 9300	Aib-24	Sewerage	Electrical Equipment	Level Control	1997	01/01/1997	$44,305.11	$44,305.11	$3,992.57	$48,297.68	Reinstatement	$48,297.68
Queenstown Lakes District Council	Queenstown Lakes District, Otago	10144901	10142616	228455	{CEB3A98D-56AF-4112-97B4-9788EEBEF95E}	91 WILDING ROAD RD 1 QUEENSTOWN 9371	Aib-24	Water Supply	Pumps	Pump	2008	22/10/2008	$50,229.06	$50,229.06	$4,526.41	$54,755.48	Indemnity	$11,588.36
Queenstown Lakes District Council	Queenstown Lakes District, Otago	10144902	10142608	79122	{EC813BBC-0598-4A04-85B0-910A34B3C69A}	4 SHOTOVER DELTA ROAD LOWER SHOTOVER QUEENSTOWN 9304	Aib-24	Sewerage	Pumps	Pump			$209,008.49	$209,008.49	$18,834.89	$227,843.38	Reinstatement	$227,843.38
Queenstown Lakes District Council	Queenstown Lakes District, Otago	10144903	10142624	217390	{98499929-9F82-4319-BF12-E9E0ABE5ED5C}	SIR TIM WALLIS DRIVE RD 2 WANAKA 9305	Aib-24	Sewerage	Electrical Equipment	Level Control	2008	04/11/2008	$37,348.43	$37,348.43	$3,365.67	$40,714.10	Indemnity	$8,616.66
Queenstown Lakes District Council	Queenstown Lakes District, Otago	10144904	10005512	3114	{FAF4422F-0A45-4CDC-9ADC-86B77D110FA3}	JIMS WAY RD 1 QUEENSTOWN 9371	Aib-24	Water Supply	Electrical Equipment	Level Control	2000	01/01/2000	$44,305.11	$44,305.11	$3,992.57	$48,297.68	Reinstatement	$48,297.68
Queenstown Lakes District Council	Queenstown Lakes District, Otago	10144905	10142564	3648	{BFBFBB84-D102-4ACA-8418-8B4EB42050A5}	PARK STREET QUEENSTOWN 9300	Aib-24	Sewerage	TPBS Valves	Valve	2003	01/01/2003	$2,148.86	$2,148.86	$193.65	$2,342.51	Indemnity	$1,388.14
Queenstown Lakes District Council	Queenstown Lakes District, Otago	10144906	10142570	217016	{283346DB-8540-479B-98EA-91BF99CFB657}	HAWEA ESPLANADE	Aib-24	Sewerage	Electrical Equipment	Level Control	1988	01/01/1988	$44,305.11	$44,305.11	$3,992.57	$48,297.68	Indemnity	$2,259.52
Queenstown Lakes District Council	Queenstown Lakes District, Otago	10144907	10142539	3758	{0B658591-43FC-44ED-BDF7-7AC00D2567EF}	DUNGARVON STREET WANAKA 9305	Aib-24	Sewerage	Electrical Equipment	Level Control	2000	01/01/2000	$44,305.11	$44,305.11	$3,992.57	$48,297.68	Reinstatement	$48,297.68
Queenstown Lakes District Council	Queenstown Lakes District, Otago	10144908	10142558	3481	{8140ABC2-039A-4444-AE36-570292AD2576}	13 LAKE AVENUE FRANKTON QUEENSTOWN 9300	Aib-24	Sewerage	Electrical Equipment	Level Control	2001	01/01/2001	$44,305.11	$44,305.11	$3,992.57	$48,297.68	Indemnity	$3,434.47
Queenstown Lakes District Council	Queenstown Lakes District, Otago	10144909	10142625	242966	{6EFDB77B-3B91-437E-8013-7F0743951CC5}	ALBERTOWN	Aib-24	Sewerage	Electrical Equipment	Level Control	2008	04/11/2008	$37,348.43	$37,348.43	$3,365.67	$40,714.10	Indemnity	$7,238.00
Queenstown Lakes District Council	Queenstown Lakes District, Otago	10144910	10142608	229478	{EC813BBC-0598-4A04-85B0-910A34B3C69A}	4 SHOTOVER DELTA ROAD LOWER SHOTOVER QUEENSTOWN 9304	Aib-24	Sewerage	TPBS Valves	Valve			$3,906.59	$3,906.59	$352.04	$4,258.64	Reinstatement	$4,258.64
Queenstown Lakes District Council	Queenstown Lakes District, Otago	10144911	10142579	79186	{BF78794E-F65F-438D-993C-3493C766F93C}	100 LAKESIDE ROAD WANAKA 9305	Aib-24	Sewerage	Electrical Equipment	Level Control			$44,305.11	$44,305.11	$3,992.57	$48,297.68	Indemnity	$3,302.38
Queenstown Lakes District Council	Queenstown Lakes District, Otago	10144912	10142538	79178	{55E5F05B-DB4D-4B72-A89E-18C47BF9A71D}	APARTMENT E/54D SARGOOD DRIVE WANAKA 9305	Aib-24	Sewerage	Electrical Equipment	Level Control			$44,305.11	$44,305.11	$3,992.57	$48,297.68	Indemnity	$2,146.54
Queenstown Lakes District Council	Queenstown Lakes District, Otago	10144913	10142639	217410	{AF4FF693-BC8F-4063-A66B-BEF6C5395D18}	WAN-LUGG HWY	Aib-24	Sewerage	TPBS Valves	Valve	2005	10/11/2005	$391.14	$391.14	$35.25	$426.39	Indemnity	$243.14
Queenstown Lakes District Council	Queenstown Lakes District, Otago	10144914	10142557	217248	{D3892861-1F27-4A7F-9D74-390EED74B048}	WIDGEON PLACE LAKE HAYES QUEENSTOWN 9304	Aib-24	Sewerage	Electrical Equipment	Level Control	2006	01/01/2006	$39,941.10	$39,941.10	$3,599.31	$43,540.41	Indemnity	$9,675.56
Queenstown Lakes District Council	Queenstown Lakes District, Otago	10144915	10005508	226139	{63031EA5-52EB-43AB-B0B8-1BB5B3456BFF}	SHIEL STREET GLENORCHY 9372	Aib-24	Water Supply	Electrical Equipment	Level Control	1991	01/01/1991	$44,305.11	$44,305.11	$3,992.57	$48,297.68	Reinstatement	$48,297.68
Queenstown Lakes District Council	Queenstown Lakes District, Otago	10144916	10142577	217383	{9936C7C0-C45B-4D68-A288-0AB32482126A}	LAKESIDE ROAD	Aib-24	Sewerage	Electrical Equipment	Level Control	1974	01/01/1974	$44,305.11	$44,305.11	$3,992.57	$48,297.68	Indemnity	$1,651.19
Queenstown Lakes District Council	Queenstown Lakes District, Otago	10144917	10142558	206830	{8140ABC2-039A-4444-AE36-570292AD2576}	13 LAKE AVENUE FRANKTON QUEENSTOWN 9300	Aib-24	Sewerage	Pumps	Pump			$3,444.19	$3,444.19	$310.37	$3,754.56	Indemnity	$128.36
Queenstown Lakes District Council	Queenstown Lakes District, Otago	10144918	10142580	3743	{CBD06528-72E0-4678-BC4A-93B207D1B10E}	163 ARDMORE STREET WANAKA 9305	Aib-24	Sewerage	Electrical Equipment	Level Control	1997	01/01/1997	$44,305.11	$44,305.11	$3,992.57	$48,297.68	Reinstatement	$48,297.68
Queenstown Lakes District Council	Queenstown Lakes District, Otago	10144920	10142539	217374	{0B658591-43FC-44ED-BDF7-7AC00D2567EF}	DUNGARVON STREET WANAKA 9305	Aib-24	Sewerage	Electrical Equipment	Level Control	2000	01/01/2000	$44,305.11	$44,305.11	$3,992.57	$48,297.68	Reinstatement	$48,297.68
Queenstown Lakes District Council	Queenstown Lakes District, Otago	10144921	10005511	217466	{EE009851-514C-4301-B8D0-22DA3E4E77A8}	HOWARDS DRIVE LAKE HAYES QUEENSTOWN 9304	Aib-24	Water Supply	Electrical Equipment	Level Control	2006	01/01/2006	$39,941.10	$39,941.10	$3,599.31	$43,540.41	Reinstatement	$43,540.41
Queenstown Lakes District Council	Queenstown Lakes District, Otago	10144922	10115350	210425	{B7214F29-F8F6-49EE-BF1D-F3E3B5DC9FDF}	MIDDLESEX STREET ARROWTOWN 9302	Aib-24	Water Supply	TPBS Valves	Valve			$4,101.35	$4,101.35	$369.59	$4,470.94	Reinstatement	$4,470.94
Queenstown Lakes District Council	Queenstown Lakes District, Otago	10144923	10142627	79517	{7AE69CE2-C9B4-45F2-BCC0-7DCB1E4A6C66}	16 LLOYD DUNN AVENUE RD 2 WANAKA 9305	Aib-24	Sewerage	TPBS Valves	Valve	2008	04/11/2008	$8,790.24	$8,790.24	$792.14	$9,582.37	Reinstatement	$9,582.37
Queenstown Lakes District Council	Queenstown Lakes District, Otago	10144924	10142559	3670	{3DD08F3B-DC64-44F5-892D-92E51C2B1FEC}	139 GORGE ROAD QUEENSTOWN 9300	Aib-24	Sewerage	Electrical Equipment	Level Control	2002	01/01/2002	$42,449.87	$42,449.87	$3,825.39	$46,275.25	Indemnity	$8,814.26
Queenstown Lakes District Council	Queenstown Lakes District, Otago	10144925	10142625	216911	{6EFDB77B-3B91-437E-8013-7F0743951CC5}	ALBERTOWN	Aib-24	Sewerage	Electrical Equipment	Level Control	2008	04/11/2008	$37,348.43	$37,348.43	$3,365.67	$40,714.10	Indemnity	$8,616.66
Queenstown Lakes District Council	Queenstown Lakes District, Otago	10144926	10142609	3196	{E418C03F-E51F-4F64-BCDB-3076A1CA7AD1}	#N/A	Aib-24	Water Supply	TPBS Valves	Valve	1991	01/01/1991	$2,148.86	$2,148.86	$193.65	$2,342.51	Indemnity	$832.88
Queenstown Lakes District Council	Queenstown Lakes District, Otago	10144927	10142542	3842	{5412AA32-82B5-4D9A-ABC9-E74317CD98C7}	HARRIS PLACE LUGGATE WANAKA 9383	Aib-24	Sewerage	Electrical Equipment	Level Control	2006	01/01/2006	$39,941.10	$39,941.10	$3,599.31	$43,540.41	Indemnity	$5,528.89
Queenstown Lakes District Council	Queenstown Lakes District, Otago	10144928	10142620	209819	{06781CC6-B1E9-4E63-B20E-69131BD675AB}	GLENORCHY-QUEENSTOWN ROAD CLOSEBURN QUEENSTOWN 9371	Aib-24	Water Supply	TPBS Valves	Valve			$391.14	$391.14	$35.25	$426.39	Indemnity	$15.16
Queenstown Lakes District Council	Queenstown Lakes District, Otago	10144929	10142627	79601	{7AE69CE2-C9B4-45F2-BCC0-7DCB1E4A6C66}	16 LLOYD DUNN AVENUE RD 2 WANAKA 9305	Aib-24	Sewerage	TPBS Valves	Valve	2008	04/11/2008	$977.06	$977.06	$88.05	$1,065.11	Reinstatement	$1,065.11
Queenstown Lakes District Council	Queenstown Lakes District, Otago	10144930	10142627	79603	{7AE69CE2-C9B4-45F2-BCC0-7DCB1E4A6C66}	16 LLOYD DUNN AVENUE RD 2 WANAKA 9305	Aib-24	Sewerage	TPBS Valves	Valve	2008	04/11/2008	$977.06	$977.06	$88.05	$1,065.11	Reinstatement	$1,065.11
Queenstown Lakes District Council	Queenstown Lakes District, Otago	10144931	10142554	3463	{5DEDF20F-21CC-4219-BFCC-1771FF6DC8FD}	700 MOKE LAKE ROAD BEN LOMOND QUEENSTOWN 9371	Aib-24	Sewerage	TPBS Valves	Valve	2000	01/01/2000	$2,929.53	$2,929.53	$264.00	$3,193.53	Indemnity	$1,553.23
Queenstown Lakes District Council	Queenstown Lakes District, Otago	10144932	10142610	209550	{7F1A6410-C3B4-40D2-BE28-63D256777D52}	MAKARORA-LAKE HAWEA ROAD MAKARORA WANAKA 9382	Aib-24	Water Supply	TPBS Valves	Valve	1991	01/01/1991	$5,860.70	$5,860.70	$528.14	$6,388.84	Indemnity	$1,930.83
Queenstown Lakes District Council	Queenstown Lakes District, Otago	10144933	10142597	79914	{E53D3297-9713-4766-9806-99D9683A4DF7}	MANCHESTER PLACE QUEENSTOWN 9300	Aib-24	Water Supply	Lift System	Lifting Beam			$50,595.45	$50,595.45	$4,559.43	$55,154.88	Indemnity	$8,171.02
Queenstown Lakes District Council	Queenstown Lakes District, Otago	10144934	10142574	3375	{D1A87C22-9F13-4E01-99A9-9D546A1F1FC5}	126 ALISON AVENUE ALBERT TOWN WANAKA 9305	Aib-24	Sewerage	TPBS Valves	Non Return Valve	1989	01/01/1989	$2,148.86	$2,148.86	$193.65	$2,342.51	Indemnity	$707.17
Queenstown Lakes District Council	Queenstown Lakes District, Otago	10144935	10142603	80168	{EC46EEB1-EF9F-48C0-95C7-4CA024BE0281}	GLENORCHY-QUEENSTOWN ROAD CLOSEBURN QUEENSTOWN 9371	Aib-24	Water Supply	Lift System	Lifting Beam			$50,595.45	$50,595.45	$4,559.43	$55,154.88	Reinstatement	$55,154.88
Queenstown Lakes District Council	Queenstown Lakes District, Otago	10144936	10142564	206946	{BFBFBB84-D102-4ACA-8418-8B4EB42050A5}	PARK STREET QUEENSTOWN 9300	Aib-24	Sewerage	Lift System	Lifting Beam			$50,595.45	$50,595.45	$4,559.43	$55,154.88	Indemnity	$3,700.09
Queenstown Lakes District Council	Queenstown Lakes District, Otago	10144937	10142601	217424	{8B5EA8A0-1142-4E33-8F12-0992C807F3CD}	LAKE ESPLANADE QUEENSTOWN 9300	Aib-24	Water Supply	Lift System	Lifting Beam	2009	01/07/2009	$50,595.45	$50,595.45	$4,559.43	$55,154.88	Indemnity	$35,150.81
Queenstown Lakes District Council	Queenstown Lakes District, Otago	10144938	10142611	80169	{6AB85459-F98F-4B45-BF58-32E06558AD54}	KIRIMOKO CRESCENT WANAKA 9305	Aib-24	Water Supply	Lift System	Lifting Beam	2003	01/01/2003	$50,595.45	$50,595.45	$4,559.43	$55,154.88	Indemnity	$29,600.68
Queenstown Lakes District Council	Queenstown Lakes District, Otago	10144939	10142630	202008	{DC81B536-EA8D-4763-B2C8-0AB48FE76118}	BALMORAL	Aib-24	Water Supply	Pumps	Pump			$43,452.42	$43,452.42	$3,915.73	$47,368.15	Indemnity	$14,034.88
Queenstown Lakes District Council	Queenstown Lakes District, Otago	10144940	10142558	206897	{8140ABC2-039A-4444-AE36-570292AD2576}	13 LAKE AVENUE FRANKTON QUEENSTOWN 9300	Aib-24	Sewerage	Lift System	Lifting Beam			$50,595.45	$50,595.45	$4,559.43	$55,154.88	Indemnity	$1,885.62
Queenstown Lakes District Council	Queenstown Lakes District, Otago	10144941	10142592	209917	{1441677E-AEC0-486C-A09A-41F9129EEF70}	HOWARDS DRIVE LAKE HAYES QUEENSTOWN 9304	Aib-24	Water Supply	Lift System	Lifting Beam	2006	01/01/2006	$50,595.45	$50,595.45	$4,559.43	$55,154.88	Indemnity	$32,375.74
Queenstown Lakes District Council	Queenstown Lakes District, Otago	10144942	10142614	249758	{D5657136-69A8-42AA-9950-92C7BAD61D7F}	3840 ALICE BURN DRIVE RD 3 CROMWELL 9383	Aib-24	Water Supply	Hopper	Lime Hopper Feeder	2013	01/07/2013	$49,190.03	$49,190.03	$4,432.78	$53,622.81	Indemnity	$21,448.93
Queenstown Lakes District Council	Queenstown Lakes District, Otago	10144943	10142688	272762	{E156B2D6-04BB-4E99-9D4E-4711E3E006C8}	LAKEVIEW TERRACE RD 2 WANAKA 9382	Aib-24	Water Supply	TPBS Valves	Valve	2015	01/10/2015	$2,304.63	$2,304.63	$207.68	$2,512.32	Indemnity	$1,831.18
Queenstown Lakes District Council	Queenstown Lakes District, Otago	10144944	10005517	4169	{92E161FC-4B0B-4C0F-858E-29A31DE8986E}	GLENORCHY-QUEENSTOWN ROAD CLOSEBURN QUEENSTOWN 9371	Aib-24	Water Supply	Structures	Reservoir	1976	01/01/1976	$605,570.90	$605,570.90	$54,571.27	$660,142.17	Reinstatement	$660,142.17
Queenstown Lakes District Council	Queenstown Lakes District, Otago	10144945	10142563	3632	{CB7B9861-B30B-4228-84FC-359A0F479C52}	MARINE PARADE QUEENSTOWN 9300	Aib-24	Sewerage	Miscellaneous	Lightening Arrester	1997	01/01/1997	$33,027.58	$33,027.58	$2,976.29	$36,003.88	Reinstatement	$36,003.88
Queenstown Lakes District Council	Queenstown Lakes District, Otago	10144946	10142600	210576	{EA00FD14-D04D-4FB9-A0BA-93E642E8E429}	PENINSULA ROAD KELVIN HEIGHTS QUEENSTOWN 9300	Aib-24	Water Supply	Pumps	Pump	1984	01/01/1984	$195,729.15	$195,729.15	$17,638.21	$213,367.36	Indemnity	$9,031.34
Queenstown Lakes District Council	Queenstown Lakes District, Otago	10144947	10115353	217504	{2D3FFBC7-C77D-428F-820C-9B0B5CB0AE1A}	VANCOUVER DRIVE QUEENSTOWN 9300	Aib-24	Water Supply	Structures	Reservoir	1989	01/01/1989	$605,570.90	$605,570.90	$54,571.27	$660,142.17	Reinstatement	$660,142.17
Queenstown Lakes District Council	Queenstown Lakes District, Otago	10144948	10005513	3119	{5EA3AF37-8F1D-43A0-B278-FA00A674AF37}	GOLDFIELD HEIGHTS QUEENSTOWN 9300	Aib-24	Water Supply	TPBS Valves	Valve	2003	01/01/2003	$2,929.53	$2,929.53	$264.00	$3,193.53	Reinstatement	$3,193.53
Queenstown Lakes District Council	Queenstown Lakes District, Otago	10144949	10142545	3777	{6F474EC7-717E-483A-9FC3-D4376815868B}	CHURCH ROAD RD 2 WANAKA 9382	Aib-24	Sewerage	TPBS Valves	Valve	2006	01/01/2006	$977.06	$977.06	$88.05	$1,065.11	Indemnity	$598.97
Queenstown Lakes District Council	Queenstown Lakes District, Otago	10144950	10142611	210726	{6AB85459-F98F-4B45-BF58-32E06558AD54}	KIRIMOKO CRESCENT WANAKA 9305	Aib-24	Water Supply	TPBS Valves	Valve			$11,718.13	$11,718.13	$1,055.98	$12,774.12	Indemnity	$6,855.65
Queenstown Lakes District Council	Queenstown Lakes District, Otago	10144951	10142546	3871	{A1464184-322C-445A-B5CB-E01E4F481370}	3840 ALICE BURN DRIVE RD 3 CROMWELL 9383	Aib-24	Sewerage	TPBS Valves	Valve	2006	01/01/2006	$2,148.86	$2,148.86	$193.65	$2,342.51	Indemnity	$1,317.32
Queenstown Lakes District Council	Queenstown Lakes District, Otago	10144953	10142546	3872	{A1464184-322C-445A-B5CB-E01E4F481370}	3840 ALICE BURN DRIVE RD 3 CROMWELL 9383	Aib-24	Sewerage	TPBS Valves	Valve	2006	01/01/2006	$2,148.86	$2,148.86	$193.65	$2,342.51	Indemnity	$1,317.32
Queenstown Lakes District Council	Queenstown Lakes District, Otago	10144954	10142638	210563	{05647476-047E-4AD5-A8D2-AB82711D1032}	HIGHVIEW TCE	Aib-24	Water Supply	TPBS Valves	Valve	2000	01/01/2000	$2,148.86	$2,148.86	$193.65	$2,342.51	Indemnity	$1,139.32
Queenstown Lakes District Council	Queenstown Lakes District, Otago	10144955	10142627	79583	{7AE69CE2-C9B4-45F2-BCC0-7DCB1E4A6C66}	16 LLOYD DUNN AVENUE RD 2 WANAKA 9305	Aib-24	Sewerage	TPBS Valves	Valve	2008	04/11/2008	$391.14	$391.14	$35.25	$426.39	Reinstatement	$426.39
Queenstown Lakes District Council	Queenstown Lakes District, Otago	10144956	10142608	229446	{EC813BBC-0598-4A04-85B0-910A34B3C69A}	4 SHOTOVER DELTA ROAD LOWER SHOTOVER QUEENSTOWN 9304	Aib-24	Sewerage	TPBS Valves	Valve			$3,906.59	$3,906.59	$352.04	$4,258.64	Reinstatement	$4,258.64
Queenstown Lakes District Council	Queenstown Lakes District, Otago	10144957	10142627	79630	{7AE69CE2-C9B4-45F2-BCC0-7DCB1E4A6C66}	16 LLOYD DUNN AVENUE RD 2 WANAKA 9305	Aib-24	Sewerage	TPBS Valves	Valve	2008	04/11/2008	$391.14	$391.14	$35.25	$426.39	Reinstatement	$426.39
Queenstown Lakes District Council	Queenstown Lakes District, Otago	10144958	10142620	214833	{06781CC6-B1E9-4E63-B20E-69131BD675AB}	GLENORCHY-QUEENSTOWN ROAD CLOSEBURN QUEENSTOWN 9371	Aib-24	Water Supply	Pumps	Pump	2013	01/10/2013	$43,776.93	$43,776.93	$3,944.98	$47,721.91	Indemnity	$20,199.57
Queenstown Lakes District Council	Queenstown Lakes District, Otago	10144960	10142620	209678	{06781CC6-B1E9-4E63-B20E-69131BD675AB}	GLENORCHY-QUEENSTOWN ROAD CLOSEBURN QUEENSTOWN 9371	Aib-24	Water Supply	Pumps	Pump			$3,444.19	$3,444.19	$310.37	$3,754.56	Indemnity	$133.49
Queenstown Lakes District Council	Queenstown Lakes District, Otago	10144961	10142608	229688	{EC813BBC-0598-4A04-85B0-910A34B3C69A}	4 SHOTOVER DELTA ROAD LOWER SHOTOVER QUEENSTOWN 9304	Aib-24	Sewerage	TPBS Valves	Valve			$3,906.59	$3,906.59	$352.04	$4,258.64	Reinstatement	$4,258.64
Queenstown Lakes District Council	Queenstown Lakes District, Otago	10144962	10142627	79532	{7AE69CE2-C9B4-45F2-BCC0-7DCB1E4A6C66}	16 LLOYD DUNN AVENUE RD 2 WANAKA 9305	Aib-24	Sewerage	TPBS Valves	Valve	2008	04/11/2008	$3,125.92	$3,125.92	$281.69	$3,407.62	Reinstatement	$3,407.62
Queenstown Lakes District Council	Queenstown Lakes District, Otago	10144963	10142658	237013	{D458CA5E-B986-47C6-AD40-8359B08B7A97}	13 LAKE AVENUE FRANKTON QUEENSTOWN 9300	Aib-24	Sewerage	TPBS Valves	Valve	2012	08/08/2012	$8,984.99	$8,984.99	$809.69	$9,794.67	Reinstatement	$9,794.67
Queenstown Lakes District Council	Queenstown Lakes District, Otago	10144964	10142597	210040	{E53D3297-9713-4766-9806-99D9683A4DF7}	MANCHESTER PLACE QUEENSTOWN 9300	Aib-24	Water Supply	TPBS Valves	Valve	1989	01/01/1989	$3,125.92	$3,125.92	$281.69	$3,407.62	Indemnity	$1,169.07
Queenstown Lakes District Council	Queenstown Lakes District, Otago	10144965	10142627	79585	{7AE69CE2-C9B4-45F2-BCC0-7DCB1E4A6C66}	16 LLOYD DUNN AVENUE RD 2 WANAKA 9305	Aib-24	Sewerage	TPBS Valves	Valve	2008	04/11/2008	$391.14	$391.14	$35.25	$426.39	Reinstatement	$426.39
Queenstown Lakes District Council	Queenstown Lakes District, Otago	10144966	10142608	210971	{EC813BBC-0598-4A04-85B0-910A34B3C69A}	4 SHOTOVER DELTA ROAD LOWER SHOTOVER QUEENSTOWN 9304	Aib-24	Sewerage	Miscellaneous	Overflow spillway			$67,524.04	$67,524.04	$6,084.96	$73,609.00	Reinstatement	$73,609.00
Queenstown Lakes District Council	Queenstown Lakes District, Otago	10144967	10142611	210733	{6AB85459-F98F-4B45-BF58-32E06558AD54}	KIRIMOKO CRESCENT WANAKA 9305	Aib-24	Water Supply	TPBS Valves	Valve			$11,718.13	$11,718.13	$1,055.98	$12,774.12	Indemnity	$6,855.65
Queenstown Lakes District Council	Queenstown Lakes District, Otago	10144968	10005517	250941	{92E161FC-4B0B-4C0F-858E-29A31DE8986E}	GLENORCHY-QUEENSTOWN ROAD CLOSEBURN QUEENSTOWN 9371	Aib-24	Water Supply	TPBS Valves	Valve	2001	01/01/2001	$5,860.70	$5,860.70	$528.14	$6,388.84	Reinstatement	$6,388.84
Queenstown Lakes District Council	Queenstown Lakes District, Otago	10144969	10142658	237008	{D458CA5E-B986-47C6-AD40-8359B08B7A97}	13 LAKE AVENUE FRANKTON QUEENSTOWN 9300	Aib-24	Sewerage	TPBS Valves	Valve	2012	08/08/2012	$8,790.24	$8,790.24	$792.14	$9,582.37	Reinstatement	$9,582.37
Queenstown Lakes District Council	Queenstown Lakes District, Otago	10144970	10142566	3540	{9066EF44-277E-4EB0-A92D-D34D0A70D53E}	PENINSULA ROAD KELVIN HEIGHTS QUEENSTOWN 9300	Aib-24	Sewerage	TPBS Valves	Valve	1984	01/01/1984	$4,101.35	$4,101.35	$369.59	$4,470.94	Indemnity	$1,410.18
Queenstown Lakes District Council	Queenstown Lakes District, Otago	10144971	10005517	210938	{92E161FC-4B0B-4C0F-858E-29A31DE8986E}	GLENORCHY-QUEENSTOWN ROAD CLOSEBURN QUEENSTOWN 9371	Aib-24	Water Supply	TPBS Valves	Valve	2011	01/11/2011	$11,718.13	$11,718.13	$1,055.98	$12,774.12	Reinstatement	$12,774.12
Queenstown Lakes District Council	Queenstown Lakes District, Otago	10144972	10005517	3126	{92E161FC-4B0B-4C0F-858E-29A31DE8986E}	GLENORCHY-QUEENSTOWN ROAD CLOSEBURN QUEENSTOWN 9371	Aib-24	Water Supply	TPBS Valves	Valve	1986	01/01/1986	$2,929.53	$2,929.53	$264.00	$3,193.53	Reinstatement	$3,193.53
Queenstown Lakes District Council	Queenstown Lakes District, Otago	10144973	10142595	2931	{C34329D2-030B-4A6A-AC91-5DC53195E362}	MARINA DRIVER	Aib-24	Water Supply	Pumps	Pump	2003	01/01/2003	$3,379.26	$3,379.26	$304.52	$3,683.78	Indemnity	$284.73
Queenstown Lakes District Council	Queenstown Lakes District, Otago	10144974	10142636	217463	{E72E6318-3003-43F2-9F40-D8239F7AA13D}	28 STRAINS ROAD RD 1 QUEENSTOWN 9371	Aib-24	Water Supply	Pumps	Pump	2007	01/01/2007	$3,187.02	$3,187.02	$287.20	$3,474.21	Indemnity	$805.61
Queenstown Lakes District Council	Queenstown Lakes District, Otago	10144975	10142627	79523	{7AE69CE2-C9B4-45F2-BCC0-7DCB1E4A6C66}	16 LLOYD DUNN AVENUE RD 2 WANAKA 9305	Aib-24	Sewerage	TPBS Valves	Valve	2008	04/11/2008	$391.14	$391.14	$35.25	$426.39	Reinstatement	$426.39
Queenstown Lakes District Council	Queenstown Lakes District, Otago	10144976	10142627	79478	{7AE69CE2-C9B4-45F2-BCC0-7DCB1E4A6C66}	16 LLOYD DUNN AVENUE RD 2 WANAKA 9305	Aib-24	Sewerage	TPBS Valves	Valve	2008	04/11/2008	$2,148.86	$2,148.86	$193.65	$2,342.51	Reinstatement	$2,342.51
Queenstown Lakes District Council	Queenstown Lakes District, Otago	10144977	10142609	3195	{E418C03F-E51F-4F64-BCDB-3076A1CA7AD1}	#N/A	Aib-24	Water Supply	TPBS Valves	Valve	1991	01/01/1991	$2,148.86	$2,148.86	$193.65	$2,342.51	Indemnity	$832.88
Queenstown Lakes District Council	Queenstown Lakes District, Otago	10144978	10142664	250686	{8B7815F9-F066-4EF4-8660-1250182FF865}	49 FRANKTON ROAD QUEENSTOWN 9300	Aib-24	Water Supply	TPBS Valves	Valve	2014	02/03/2014	$5,860.70	$5,860.70	$528.14	$6,388.84	Indemnity	$4,543.14
Queenstown Lakes District Council	Queenstown Lakes District, Otago	10144979	10142627	79614	{7AE69CE2-C9B4-45F2-BCC0-7DCB1E4A6C66}	16 LLOYD DUNN AVENUE RD 2 WANAKA 9305	Aib-24	Sewerage	TPBS Valves	Valve	2008	04/11/2008	$2,148.86	$2,148.86	$193.65	$2,342.51	Reinstatement	$2,342.51
Queenstown Lakes District Council	Queenstown Lakes District, Otago	10144980	10142548	216947	{11D272C7-95C7-40F1-AB59-FC7B0216C5DD}	NORFOLK STREET	Aib-24	Sewerage	Miscellaneous	Pump Chamber	1994	01/01/1994	$43,341.47	$43,341.47	$3,905.73	$47,247.21	Indemnity	$23,998.37
Queenstown Lakes District Council	Queenstown Lakes District, Otago	10144981	10142630	202009	{DC81B536-EA8D-4763-B2C8-0AB48FE76118}	BALMORAL	Aib-24	Water Supply	Miscellaneous	Pump Chamber			$6,977.54	$6,977.54	$628.78	$7,606.33	Indemnity	$4,975.16
Queenstown Lakes District Council	Queenstown Lakes District, Otago	10144985	10142608	210906	{EC813BBC-0598-4A04-85B0-910A34B3C69A}	4 SHOTOVER DELTA ROAD LOWER SHOTOVER QUEENSTOWN 9304	Aib-24	Sewerage	Structures	Mechanical Screen			$281,379.67	$281,379.67	$25,356.64	$306,736.31	Reinstatement	$306,736.31
Queenstown Lakes District Council	Queenstown Lakes District, Otago	10144986	10142581	206994	{CBD8C761-31C7-44E6-9896-6FCD77CC7C54}	MAKARORA-LAKE HAWEA ROAD MAKARORA WANAKA 9382	Aib-24	Water Supply	Structures	Mechanical Screen			$24,588.86	$24,588.86	$2,215.84	$26,804.70	Indemnity	$8,100.90
Queenstown Lakes District Council	Queenstown Lakes District, Otago	10144987	10142604	210833	{14EF4B20-0465-4DBA-8FFE-97C7DBFF07C5}	DOMAIN ROAD RD 2 WANAKA 9382	Aib-24	Sewerage	Structures	Manhole	2010	01/08/2010	$6,643.18	$6,643.18	$598.65	$7,241.83	Indemnity	$5,006.66
Queenstown Lakes District Council	Queenstown Lakes District, Otago	10144988	10142582	210591	{477EA4C2-25BA-4D6A-BEC9-539B3FCAF720}	BEACON POINT ROAD WANAKA 9305	Aib-24	Water Supply	Structures	Manhole			$6,643.18	$6,643.18	$598.65	$7,241.83	Reinstatement	$7,241.83
Queenstown Lakes District Council	Queenstown Lakes District, Otago	10144989	10142658	237047	{D458CA5E-B986-47C6-AD40-8359B08B7A97}	13 LAKE AVENUE FRANKTON QUEENSTOWN 9300	Aib-24	Sewerage	Structures	Manhole	2012	08/08/2012	$6,735.95	$6,735.95	$607.01	$7,342.96	Reinstatement	$7,342.96
Queenstown Lakes District Council	Queenstown Lakes District, Otago	10144990	10142658	237048	{D458CA5E-B986-47C6-AD40-8359B08B7A97}	13 LAKE AVENUE FRANKTON QUEENSTOWN 9300	Aib-24	Sewerage	Structures	Manhole	2012	08/08/2012	$6,735.95	$6,735.95	$607.01	$7,342.96	Reinstatement	$7,342.96
Queenstown Lakes District Council	Queenstown Lakes District, Otago	10144991	10005512	4066	{FAF4422F-0A45-4CDC-9ADC-86B77D110FA3}	JIMS WAY RD 1 QUEENSTOWN 9371	Aib-24	Water Supply	Structures	Manhole	1999	01/01/1999	$6,735.95	$6,735.95	$607.01	$7,342.96	Reinstatement	$7,342.96
Queenstown Lakes District Council	Queenstown Lakes District, Otago	10144992	10005517	217428	{92E161FC-4B0B-4C0F-858E-29A31DE8986E}	GLENORCHY-QUEENSTOWN ROAD CLOSEBURN QUEENSTOWN 9371	Aib-24	Water Supply	Structures	Manhole	2002	01/01/2002	$6,735.95	$6,735.95	$607.01	$7,342.96	Reinstatement	$7,342.96
Queenstown Lakes District Council	Queenstown Lakes District, Otago	10144885	10142573	3954	{B06B8B8A-D4E6-4CEE-94DC-B61B7504E3BD}	WAIMANA PLACE WANAKA 9305	Aib-24	Sewerage	Miscellaneous	Landscaping	1991	01/01/1991	$12,685.27	$12,685.27	$1,143.14	$13,828.40	Indemnity	$8,428.67
Queenstown Lakes District Council	Queenstown Lakes District, Otago	10144994	10115350	210370	{B7214F29-F8F6-49EE-BF1D-F3E3B5DC9FDF}	MIDDLESEX STREET ARROWTOWN 9302	Aib-24	Water Supply	Structures	Manhole			$6,643.18	$6,643.18	$598.65	$7,241.83	Reinstatement	$7,241.83
Queenstown Lakes District Council	Queenstown Lakes District, Otago	10144997	10005506	210219	{EB1CA1D9-723D-42A6-8D0D-016D90DCFFF8}	WANAKA-MOUNT ASPIRING ROAD WANAKA 9382	Aib-24	Water Supply	Structures	Manhole			$6,643.18	$6,643.18	$598.65	$7,241.83	Reinstatement	$7,241.83
Queenstown Lakes District Council	Queenstown Lakes District, Otago	10144998	10142582	210575	{477EA4C2-25BA-4D6A-BEC9-539B3FCAF720}	BEACON POINT ROAD WANAKA 9305	Aib-24	Water Supply	Structures	Manhole			$6,643.18	$6,643.18	$598.65	$7,241.83	Reinstatement	$7,241.83
Queenstown Lakes District Council	Queenstown Lakes District, Otago	10144999	10142608	210946	{EC813BBC-0598-4A04-85B0-910A34B3C69A}	4 SHOTOVER DELTA ROAD LOWER SHOTOVER QUEENSTOWN 9304	Aib-24	Sewerage	Structures	Manhole			$6,735.95	$6,735.95	$607.01	$7,342.96	Reinstatement	$7,342.96
Queenstown Lakes District Council	Queenstown Lakes District, Otago	10145000	10142591	3991	{8CFCEF46-86CC-4D39-BCE8-AF5BF3F312BF}	OXENBRIDGE TUNNEL ROAD RD 1 QUEENSTOWN 9371	Aib-24	Water Supply	Structures	Manhole	1996	01/01/1996	$6,735.95	$6,735.95	$607.01	$7,342.96	Indemnity	$4,351.35
Queenstown Lakes District Council	Queenstown Lakes District, Otago	10145003	10005517	217429	{92E161FC-4B0B-4C0F-858E-29A31DE8986E}	GLENORCHY-QUEENSTOWN ROAD CLOSEBURN QUEENSTOWN 9371	Aib-24	Water Supply	Structures	Manhole	2002	01/01/2002	$6,735.95	$6,735.95	$607.01	$7,342.96	Reinstatement	$7,342.96
Queenstown Lakes District Council	Queenstown Lakes District, Otago	10145004	10142586	206865	{97022BE6-D249-4544-9DF5-2F48D8FF126F}	3840 ALICE BURN DRIVE RD 3 CROMWELL 9383	Aib-24	Water Supply	TPBS Valves	Valve			$11,718.13	$11,718.13	$1,055.98	$12,774.12	Indemnity	$4,866.29
Queenstown Lakes District Council	Queenstown Lakes District, Otago	10145005	10115350	210368	{B7214F29-F8F6-49EE-BF1D-F3E3B5DC9FDF}	MIDDLESEX STREET ARROWTOWN 9302	Aib-24	Water Supply	Structures	Manhole			$6,643.18	$6,643.18	$598.65	$7,241.83	Reinstatement	$7,241.83
Queenstown Lakes District Council	Queenstown Lakes District, Otago	10145006	10142585	177233	{767761CE-6F02-4C52-82D7-98197697E501}	WANAKA-MOUNT ASPIRING ROAD WANAKA 9382	Aib-24	Water Supply	TPBS Valves	Valve	2009	22/04/2009	$977.06	$977.06	$88.05	$1,065.11	Indemnity	$678.81
Queenstown Lakes District Council	Queenstown Lakes District, Otago	10145007	10005512	3113	{FAF4422F-0A45-4CDC-9ADC-86B77D110FA3}	JIMS WAY RD 1 QUEENSTOWN 9371	Aib-24	Water Supply	TPBS Valves	Valve	1999	01/01/1999	$4,101.35	$4,101.35	$369.59	$4,470.94	Reinstatement	$4,470.94
Queenstown Lakes District Council	Queenstown Lakes District, Otago	10145008	10142608	210945	{EC813BBC-0598-4A04-85B0-910A34B3C69A}	4 SHOTOVER DELTA ROAD LOWER SHOTOVER QUEENSTOWN 9304	Aib-24	Sewerage	Structures	Manhole			$6,735.95	$6,735.95	$607.01	$7,342.96	Reinstatement	$7,342.96
Queenstown Lakes District Council	Queenstown Lakes District, Otago	10145010	10142608	210950	{EC813BBC-0598-4A04-85B0-910A34B3C69A}	4 SHOTOVER DELTA ROAD LOWER SHOTOVER QUEENSTOWN 9304	Aib-24	Sewerage	Structures	Manhole			$6,735.95	$6,735.95	$607.01	$7,342.96	Reinstatement	$7,342.96
Queenstown Lakes District Council	Queenstown Lakes District, Otago	10145011	10142608	210949	{EC813BBC-0598-4A04-85B0-910A34B3C69A}	4 SHOTOVER DELTA ROAD LOWER SHOTOVER QUEENSTOWN 9304	Aib-24	Sewerage	Structures	Manhole			$6,735.95	$6,735.95	$607.01	$7,342.96	Reinstatement	$7,342.96
Queenstown Lakes District Council	Queenstown Lakes District, Otago	10145012	10142608	210951	{EC813BBC-0598-4A04-85B0-910A34B3C69A}	4 SHOTOVER DELTA ROAD LOWER SHOTOVER QUEENSTOWN 9304	Aib-24	Sewerage	Structures	Manhole			$6,735.95	$6,735.95	$607.01	$7,342.96	Reinstatement	$7,342.96
Queenstown Lakes District Council	Queenstown Lakes District, Otago	10145020	10142589	210533	{B307C4EC-CC6E-407E-9D6C-4861428A5998}	MIDDLESEX STREET ARROWTOWN 9302	Aib-24	Water Supply	Electrical Equipment	Pressure Gauge			$903.13	$903.13	$81.39	$984.52	Indemnity	$79.56
Queenstown Lakes District Council	Queenstown Lakes District, Otago	10145021	10142627	79451	{7AE69CE2-C9B4-45F2-BCC0-7DCB1E4A6C66}	16 LLOYD DUNN AVENUE RD 2 WANAKA 9305	Aib-24	Sewerage	Electrical Equipment	Pressure Gauge	2008	04/11/2008	$903.13	$903.13	$81.39	$984.52	Reinstatement	$984.52
Queenstown Lakes District Council	Queenstown Lakes District, Otago	10145022	10142632	215546	{BE622366-B21E-40B0-B52D-0BD9DAF4CACE}	BROADVIEW RISE	Aib-24	Water Supply	Electrical Equipment	Pressure Gauge	2010	30/11/2010	$878.04	$878.04	$79.13	$957.17	Indemnity	$283.60
Queenstown Lakes District Council	Queenstown Lakes District, Otago	10145023	10142600	210573	{EA00FD14-D04D-4FB9-A0BA-93E642E8E429}	PENINSULA ROAD KELVIN HEIGHTS QUEENSTOWN 9300	Aib-24	Water Supply	Electrical Equipment	Pressure Gauge	1984	01/01/1984	$903.13	$903.13	$81.39	$984.52	Indemnity	$41.67
Queenstown Lakes District Council	Queenstown Lakes District, Otago	10145024	10142627	79616	{7AE69CE2-C9B4-45F2-BCC0-7DCB1E4A6C66}	16 LLOYD DUNN AVENUE RD 2 WANAKA 9305	Aib-24	Sewerage	TPBS Valves	Valve	2008	04/11/2008	$391.14	$391.14	$35.25	$426.39	Reinstatement	$426.39
Queenstown Lakes District Council	Queenstown Lakes District, Otago	10145025	10142608	229550	{EC813BBC-0598-4A04-85B0-910A34B3C69A}	4 SHOTOVER DELTA ROAD LOWER SHOTOVER QUEENSTOWN 9304	Aib-24	Sewerage	TPBS Valves	Valve			$3,906.59	$3,906.59	$352.04	$4,258.64	Reinstatement	$4,258.64
Queenstown Lakes District Council	Queenstown Lakes District, Otago	10145026	10142634	217257	{3F54E71F-EAD9-4A6F-B04D-907BB9BDE28F}	28 STRAINS ROAD RD 1 QUEENSTOWN 9371	Aib-24	Sewerage	Electrical Equipment	Pressure Gauge			$903.13	$903.13	$81.39	$984.52	Indemnity	$166.69
Queenstown Lakes District Council	Queenstown Lakes District, Otago	10145027	10142608	229470	{EC813BBC-0598-4A04-85B0-910A34B3C69A}	4 SHOTOVER DELTA ROAD LOWER SHOTOVER QUEENSTOWN 9304	Aib-24	Sewerage	Electrical Equipment	Pressure Gauge			$903.13	$903.13	$81.39	$984.52	Reinstatement	$984.52
Queenstown Lakes District Council	Queenstown Lakes District, Otago	10145028	10142608	229455	{EC813BBC-0598-4A04-85B0-910A34B3C69A}	4 SHOTOVER DELTA ROAD LOWER SHOTOVER QUEENSTOWN 9304	Aib-24	Sewerage	Electrical Equipment	Moisture Monitoring			$7,571.71	$7,571.71	$682.33	$8,254.04	Reinstatement	$8,254.04
Queenstown Lakes District Council	Queenstown Lakes District, Otago	10145029	10142627	79610	{7AE69CE2-C9B4-45F2-BCC0-7DCB1E4A6C66}	16 LLOYD DUNN AVENUE RD 2 WANAKA 9305	Aib-24	Sewerage	TPBS Valves	Valve	2008	04/11/2008	$2,343.63	$2,343.63	$211.20	$2,554.82	Reinstatement	$2,554.82
Queenstown Lakes District Council	Queenstown Lakes District, Otago	10145030	10142597	210039	{E53D3297-9713-4766-9806-99D9683A4DF7}	MANCHESTER PLACE QUEENSTOWN 9300	Aib-24	Water Supply	TPBS Valves	Valve	1989	01/01/1989	$3,125.92	$3,125.92	$281.69	$3,407.62	Indemnity	$1,169.07
Queenstown Lakes District Council	Queenstown Lakes District, Otago	10145031	10142627	79454	{7AE69CE2-C9B4-45F2-BCC0-7DCB1E4A6C66}	16 LLOYD DUNN AVENUE RD 2 WANAKA 9305	Aib-24	Sewerage	Electrical Equipment	Pressure Gauge	2008	04/11/2008	$903.13	$903.13	$81.39	$984.52	Reinstatement	$984.52
Queenstown Lakes District Council	Queenstown Lakes District, Otago	10145032	10142601	2946	{8B5EA8A0-1142-4E33-8F12-0992C807F3CD}	LAKE ESPLANADE QUEENSTOWN 9300	Aib-24	Water Supply	Electrical Equipment	Switchboard	1998	01/01/1998	$874,467.30	$874,467.30	$78,802.98	$953,270.28	Indemnity	$60,524.56
Queenstown Lakes District Council	Queenstown Lakes District, Otago	10145034	10142604	210822	{14EF4B20-0465-4DBA-8FFE-97C7DBFF07C5}	DOMAIN ROAD RD 2 WANAKA 9382	Aib-24	Sewerage	TPBS Valves	Valve			$4,101.35	$4,101.35	$369.59	$4,470.94	Indemnity	$567.73
Queenstown Lakes District Council	Queenstown Lakes District, Otago	10145035	10142600	210574	{EA00FD14-D04D-4FB9-A0BA-93E642E8E429}	PENINSULA ROAD KELVIN HEIGHTS QUEENSTOWN 9300	Aib-24	Water Supply	Electrical Equipment	Pressure Gauge	2011	01/12/2011	$903.13	$903.13	$81.39	$984.52	Indemnity	$333.38
Queenstown Lakes District Council	Queenstown Lakes District, Otago	10145036	10142628	202034	{C7D28BC6-260F-4E2E-87A2-AFB6947A9322}	14 HEATON PARK DRIVE WANAKA 9305	Aib-24	Water Supply	Electrical Equipment	Pressure Gauge			$903.13	$903.13	$81.39	$984.52	Indemnity	$87.51
Queenstown Lakes District Council	Queenstown Lakes District, Otago	10145037	10142608	210977	{EC813BBC-0598-4A04-85B0-910A34B3C69A}	4 SHOTOVER DELTA ROAD LOWER SHOTOVER QUEENSTOWN 9304	Aib-24	Sewerage	TPBS Valves	Valve			$11,718.13	$11,718.13	$1,055.98	$12,774.12	Reinstatement	$12,774.12
Queenstown Lakes District Council	Queenstown Lakes District, Otago	10145038	10142608	229473	{EC813BBC-0598-4A04-85B0-910A34B3C69A}	4 SHOTOVER DELTA ROAD LOWER SHOTOVER QUEENSTOWN 9304	Aib-24	Sewerage	Electrical Equipment	Pressure Gauge			$903.13	$903.13	$81.39	$984.52	Reinstatement	$984.52
Queenstown Lakes District Council	Queenstown Lakes District, Otago	10145039	10142580	3736	{CBD06528-72E0-4678-BC4A-93B207D1B10E}	163 ARDMORE STREET WANAKA 9305	Aib-24	Sewerage	Electrical Equipment	Switchboard	1997	01/01/1997	$476,582.99	$476,582.99	$42,947.47	$519,530.46	Reinstatement	$519,530.46
Queenstown Lakes District Council	Queenstown Lakes District, Otago	10145040	10142619	210639	{89034D7D-5C5D-4987-9FB3-9F51E14509EE}	PENINSULA ROAD KELVIN HEIGHTS QUEENSTOWN 9300	Aib-24	Water Supply	Electrical Equipment	Pressure Gauge			$878.04	$878.04	$79.13	$957.17	Indemnity	$40.51
Queenstown Lakes District Council	Queenstown Lakes District, Otago	10145041	10142627	79568	{7AE69CE2-C9B4-45F2-BCC0-7DCB1E4A6C66}	16 LLOYD DUNN AVENUE RD 2 WANAKA 9305	Aib-24	Sewerage	TPBS Valves	Valve	2008	04/11/2008	$780.66	$780.66	$70.35	$851.01	Reinstatement	$851.01
Queenstown Lakes District Council	Queenstown Lakes District, Otago	10145042	10142627	79577	{7AE69CE2-C9B4-45F2-BCC0-7DCB1E4A6C66}	16 LLOYD DUNN AVENUE RD 2 WANAKA 9305	Aib-24	Sewerage	TPBS Valves	Valve	2008	04/11/2008	$391.14	$391.14	$35.25	$426.39	Reinstatement	$426.39
Queenstown Lakes District Council	Queenstown Lakes District, Otago	10145043	10142592	217438	{1441677E-AEC0-486C-A09A-41F9129EEF70}	HOWARDS DRIVE LAKE HAYES QUEENSTOWN 9304	Aib-24	Water Supply	Electrical Equipment	Pressure Switch	2006	01/01/2006	$5,015.01	$5,015.01	$451.93	$5,466.94	Indemnity	$1,214.87
Queenstown Lakes District Council	Queenstown Lakes District, Otago	10145044	10142581	2835	{CBD8C761-31C7-44E6-9896-6FCD77CC7C54}	MAKARORA-LAKE HAWEA ROAD MAKARORA WANAKA 9382	Aib-24	Water Supply	TPBS Valves	Pressure Reducing Va	2002	01/01/2002	$3,022.71	$3,022.71	$272.39	$3,295.10	Indemnity	$1,430.42
Queenstown Lakes District Council	Queenstown Lakes District, Otago	10145045	10142614	250031	{D5657136-69A8-42AA-9950-92C7BAD61D7F}	3840 ALICE BURN DRIVE RD 3 CROMWELL 9383	Aib-24	Water Supply	TPBS Valves	Pressure Reducing Va	2013	20/07/2013	$6,401.47	$6,401.47	$576.87	$6,978.34	Indemnity	$4,838.28
Queenstown Lakes District Council	Queenstown Lakes District, Otago	10145046	10142609	207000	{E418C03F-E51F-4F64-BCDB-3076A1CA7AD1}	#N/A	Aib-24	Water Supply	TPBS Valves	Pressure Reducing Va			$3,556.06	$3,556.06	$320.46	$3,876.51	Indemnity	$738.38
Queenstown Lakes District Council	Queenstown Lakes District, Otago	10145047	10142562	3502	{5AA4AEBA-5A65-4912-B4D5-13268CE0E2CE}	100 RIVERSIDE ROAD FRANKTON QUEENSTOWN 9300	Aib-24	Sewerage	TPBS Valves	Non Return Valve	1996	01/01/1996	$2,148.86	$2,148.86	$193.65	$2,342.51	Indemnity	$982.17
Queenstown Lakes District Council	Queenstown Lakes District, Otago	10145048	10142627	79640	{7AE69CE2-C9B4-45F2-BCC0-7DCB1E4A6C66}	16 LLOYD DUNN AVENUE RD 2 WANAKA 9305	Aib-24	Sewerage	TPBS Valves	Pressure Reducing Va	2008	04/11/2008	$2,312.11	$2,312.11	$208.36	$2,520.46	Reinstatement	$2,520.46
Queenstown Lakes District Council	Queenstown Lakes District, Otago	10145049	10142557	3613	{D3892861-1F27-4A7F-9D74-390EED74B048}	WIDGEON PLACE LAKE HAYES QUEENSTOWN 9304	Aib-24	Sewerage	TPBS Valves	Non Return Valve	2006	01/01/2006	$977.06	$977.06	$88.05	$1,065.11	Indemnity	$625.22
Queenstown Lakes District Council	Queenstown Lakes District, Otago	10145050	10142608	210915	{EC813BBC-0598-4A04-85B0-910A34B3C69A}	4 SHOTOVER DELTA ROAD LOWER SHOTOVER QUEENSTOWN 9304	Aib-24	Sewerage	TPBS Valves	Valve			$11,718.13	$11,718.13	$1,055.98	$12,774.12	Reinstatement	$12,774.12
Queenstown Lakes District Council	Queenstown Lakes District, Otago	10145051	10142643	240771	{6772A231-EDB6-427F-A65D-04E54E1F5C40}	14 WANAKA-LUGGATE HIGHWAY RD 2 WANAKA 9382	Aib-24	Water Supply	TPBS Valves	Non Return Valve			$4,492.50	$4,492.50	$404.84	$4,897.34	Indemnity	$1,140.11
Queenstown Lakes District Council	Queenstown Lakes District, Otago	10145052	10142608	229604	{EC813BBC-0598-4A04-85B0-910A34B3C69A}	4 SHOTOVER DELTA ROAD LOWER SHOTOVER QUEENSTOWN 9304	Aib-24	Sewerage	TPBS Valves	Non Return Valve			$2,734.78	$2,734.78	$246.45	$2,981.23	Reinstatement	$2,981.23
Queenstown Lakes District Council	Queenstown Lakes District, Otago	10145053	10142566	3537	{9066EF44-277E-4EB0-A92D-D34D0A70D53E}	PENINSULA ROAD KELVIN HEIGHTS QUEENSTOWN 9300	Aib-24	Sewerage	TPBS Valves	Non Return Valve	2009	01/06/2009	$4,101.35	$4,101.35	$369.59	$4,470.94	Indemnity	$2,849.38
Queenstown Lakes District Council	Queenstown Lakes District, Otago	10145054	10142627	79636	{7AE69CE2-C9B4-45F2-BCC0-7DCB1E4A6C66}	16 LLOYD DUNN AVENUE RD 2 WANAKA 9305	Aib-24	Sewerage	TPBS Valves	Pressure Reducing Va	2008	04/11/2008	$2,312.11	$2,312.11	$208.36	$2,520.46	Reinstatement	$2,520.46
Queenstown Lakes District Council	Queenstown Lakes District, Otago	10145055	10142632	215541	{BE622366-B21E-40B0-B52D-0BD9DAF4CACE}	BROADVIEW RISE	Aib-24	Water Supply	TPBS Valves	Non Return Valve	2010	30/11/2010	$4,492.50	$4,492.50	$404.84	$4,897.34	Indemnity	$3,203.27
Queenstown Lakes District Council	Queenstown Lakes District, Otago	10145056	10142623	202067	{8E0D674A-5C93-471A-B834-A81AE41C2BC2}	DOMAIN ROAD	Aib-24	Sewerage	TPBS Valves	Valve			$2,929.53	$2,929.53	$264.00	$3,193.53	Indemnity	$1,981.71
Queenstown Lakes District Council	Queenstown Lakes District, Otago	10145057	10142622	231563	{DA65E0BB-0ED9-4581-9762-111C5DCF3EE1}	1128 AUBREY ROAD ALBERT TOWN WANAKA 9305	Aib-24	Sewerage	TPBS Valves	Non Return Valve	2003	24/11/2003	$2,734.78	$2,734.78	$246.45	$2,981.23	Indemnity	$1,536.97
Queenstown Lakes District Council	Queenstown Lakes District, Otago	10145058	10142600	2862	{EA00FD14-D04D-4FB9-A0BA-93E642E8E429}	PENINSULA ROAD KELVIN HEIGHTS QUEENSTOWN 9300	Aib-24	Water Supply	TPBS Valves	Pressure Reducing Va	1984	01/01/1984	$6,401.47	$6,401.47	$576.87	$6,978.34	Indemnity	$1,240.58
Queenstown Lakes District Council	Queenstown Lakes District, Otago	10145059	10142614	250032	{D5657136-69A8-42AA-9950-92C7BAD61D7F}	3840 ALICE BURN DRIVE RD 3 CROMWELL 9383	Aib-24	Water Supply	TPBS Valves	Pressure Reducing Va	2013	20/07/2013	$6,401.47	$6,401.47	$576.87	$6,978.34	Indemnity	$4,838.28
Queenstown Lakes District Council	Queenstown Lakes District, Otago	10145060	10142688	272704	{E156B2D6-04BB-4E99-9D4E-4711E3E006C8}	LAKEVIEW TERRACE RD 2 WANAKA 9382	Aib-24	Water Supply	TPBS Valves	Non Return Valve	2015	01/10/2015	$8,910.15	$8,910.15	$802.94	$9,713.09	Indemnity	$7,079.70
Queenstown Lakes District Council	Queenstown Lakes District, Otago	10145061	10142627	79641	{7AE69CE2-C9B4-45F2-BCC0-7DCB1E4A6C66}	16 LLOYD DUNN AVENUE RD 2 WANAKA 9305	Aib-24	Sewerage	TPBS Valves	Pressure Reducing Va	2008	04/11/2008	$1,956.05	$1,956.05	$176.27	$2,132.31	Reinstatement	$2,132.31
Queenstown Lakes District Council	Queenstown Lakes District, Otago	10145062	10142627	79502	{7AE69CE2-C9B4-45F2-BCC0-7DCB1E4A6C66}	16 LLOYD DUNN AVENUE RD 2 WANAKA 9305	Aib-24	Sewerage	TPBS Valves	Valve	2008	04/11/2008	$391.14	$391.14	$35.25	$426.39	Reinstatement	$426.39
Queenstown Lakes District Council	Queenstown Lakes District, Otago	10145063	10142601	2954	{8B5EA8A0-1142-4E33-8F12-0992C807F3CD}	LAKE ESPLANADE QUEENSTOWN 9300	Aib-24	Water Supply	TPBS Valves	Valve	1998	01/01/1998	$2,929.53	$2,929.53	$264.00	$3,193.53	Indemnity	$1,446.11
Queenstown Lakes District Council	Queenstown Lakes District, Otago	10145064	10142616	3289	{CEB3A98D-56AF-4112-97B4-9788EEBEF95E}	91 WILDING ROAD RD 1 QUEENSTOWN 9371	Aib-24	Water Supply	Fan	Ventilation	2002	01/01/2002	$3,235.48	$3,235.48	$291.57	$3,527.05	Indemnity	$671.81
Queenstown Lakes District Council	Queenstown Lakes District, Otago	10145065	10142688	272764	{E156B2D6-04BB-4E99-9D4E-4711E3E006C8}	LAKEVIEW TERRACE RD 2 WANAKA 9382	Aib-24	Water Supply	TPBS Valves	Valve	2015	01/10/2015	$5,531.67	$5,531.67	$498.49	$6,030.16	Indemnity	$4,395.28
Queenstown Lakes District Council	Queenstown Lakes District, Otago	10145066	10142549	216929	{9A5BC8CC-0C45-4D57-96DC-3C687931084D}	109 MCDONNELL ROAD ARROWTOWN 9302	Aib-24	Sewerage	Fan	Ventilation	1985	01/01/1985	$3,235.48	$3,235.48	$291.57	$3,527.05	Indemnity	$152.93
Queenstown Lakes District Council	Queenstown Lakes District, Otago	10145067	10142608	229571	{EC813BBC-0598-4A04-85B0-910A34B3C69A}	4 SHOTOVER DELTA ROAD LOWER SHOTOVER QUEENSTOWN 9304	Aib-24	Sewerage	TPBS Valves	Valve			$3,906.59	$3,906.59	$352.04	$4,258.64	Reinstatement	$4,258.64
Queenstown Lakes District Council	Queenstown Lakes District, Otago	10145068	10142543	217280	{945B4DDC-C814-44AB-8A72-EFE1C552066A}	PISA ROAD	Aib-24	Sewerage	TPBS Valves	Pressure Reducing Va	2006	01/01/2006	$1,956.05	$1,956.05	$176.27	$2,132.31	Indemnity	$1,199.11
Queenstown Lakes District Council	Queenstown Lakes District, Otago	10145069	10142628	240793	{C7D28BC6-260F-4E2E-87A2-AFB6947A9322}	14 HEATON PARK DRIVE WANAKA 9305	Aib-24	Water Supply	TPBS Valves	Valve			$977.06	$977.06	$88.05	$1,065.11	Indemnity	$625.22
Queenstown Lakes District Council	Queenstown Lakes District, Otago	10145070	10142632	215538	{BE622366-B21E-40B0-B52D-0BD9DAF4CACE}	BROADVIEW RISE	Aib-24	Water Supply	TPBS Valves	Non Return Valve	2010	30/11/2010	$4,492.50	$4,492.50	$404.84	$4,897.34	Indemnity	$3,203.27
Queenstown Lakes District Council	Queenstown Lakes District, Otago	10145071	10115353	3149	{2D3FFBC7-C77D-428F-820C-9B0B5CB0AE1A}	VANCOUVER DRIVE QUEENSTOWN 9300	Aib-24	Water Supply	TPBS Valves	Valve	1989	01/01/1989	$2,929.53	$2,929.53	$264.00	$3,193.53	Reinstatement	$3,193.53
Queenstown Lakes District Council	Queenstown Lakes District, Otago	10145072	10142614	250030	{D5657136-69A8-42AA-9950-92C7BAD61D7F}	3840 ALICE BURN DRIVE RD 3 CROMWELL 9383	Aib-24	Water Supply	TPBS Valves	Pressure Reducing Va	2013	20/07/2013	$6,401.47	$6,401.47	$576.87	$6,978.34	Indemnity	$4,838.28
Queenstown Lakes District Council	Queenstown Lakes District, Otago	10145073	10142596	209589	{67ACA9CD-4BAF-4091-A481-F42CA9112221}	11A PANNERS WAY QUEENSTOWN 9300	Aib-24	Water Supply	TPBS Valves	Non Return Valve			$977.06	$977.06	$88.05	$1,065.11	Indemnity	$135.25
Queenstown Lakes District Council	Queenstown Lakes District, Otago	10145074	10142608	229486	{EC813BBC-0598-4A04-85B0-910A34B3C69A}	4 SHOTOVER DELTA ROAD LOWER SHOTOVER QUEENSTOWN 9304	Aib-24	Sewerage	TPBS Valves	Non Return Valve			$2,734.78	$2,734.78	$246.45	$2,981.23	Reinstatement	$2,981.23
Queenstown Lakes District Council	Queenstown Lakes District, Otago	10145075	10142558	206891	{8140ABC2-039A-4444-AE36-570292AD2576}	13 LAKE AVENUE FRANKTON QUEENSTOWN 9300	Aib-24	Sewerage	TPBS Valves	Non Return Valve			$4,492.50	$4,492.50	$404.84	$4,897.34	Indemnity	$167.43
Queenstown Lakes District Council	Queenstown Lakes District, Otago	10145076	10142632	215540	{BE622366-B21E-40B0-B52D-0BD9DAF4CACE}	BROADVIEW RISE	Aib-24	Water Supply	TPBS Valves	Non Return Valve	2010	30/11/2010	$4,492.50	$4,492.50	$404.84	$4,897.34	Indemnity	$3,203.27
Queenstown Lakes District Council	Queenstown Lakes District, Otago	10145077	10142602	215811	{9C18173E-1F6A-44D4-8785-624992AA7CD5}	GLENORCHY-QUEENSTOWN ROAD CLOSEBURN QUEENSTOWN 9371	Aib-24	Water Supply	TPBS Valves	Non Return Valve	2010	21/12/2010	$2,148.86	$2,148.86	$193.65	$2,342.51	Indemnity	$1,532.19
Queenstown Lakes District Council	Queenstown Lakes District, Otago	10145079	10142589	2806	{B307C4EC-CC6E-407E-9D6C-4861428A5998}	MIDDLESEX STREET ARROWTOWN 9302	Aib-24	Water Supply	TPBS Valves	Non Return Valve	2004	01/01/2004	$2,929.53	$2,929.53	$264.00	$3,193.53	Indemnity	$1,767.47
Queenstown Lakes District Council	Queenstown Lakes District, Otago	10145080	10142634	209958	{3F54E71F-EAD9-4A6F-B04D-907BB9BDE28F}	28 STRAINS ROAD RD 1 QUEENSTOWN 9371	Aib-24	Sewerage	TPBS Valves	Non Return Valve	2007	01/01/2007	$2,148.86	$2,148.86	$193.65	$2,342.51	Indemnity	$1,414.33
Queenstown Lakes District Council	Queenstown Lakes District, Otago	10145081	10142664	250768	{8B7815F9-F066-4EF4-8660-1250182FF865}	49 FRANKTON ROAD QUEENSTOWN 9300	Aib-24	Water Supply	Electrical Equipment	Pressure Sensor	2014	02/03/2014	$17,170.08	$17,170.08	$1,547.29	$18,717.36	Indemnity	$8,318.75
Queenstown Lakes District Council	Queenstown Lakes District, Otago	10145082	10142625	216916	{6EFDB77B-3B91-437E-8013-7F0743951CC5}	ALBERTOWN	Aib-24	Sewerage	Electrical Equipment	Pressure Sensor	2008	04/11/2008	$21,748.75	$21,748.75	$1,959.90	$23,708.64	Indemnity	$5,747.50
Queenstown Lakes District Council	Queenstown Lakes District, Otago	10145083	10142579	3686	{BF78794E-F65F-438D-993C-3493C766F93C}	100 LAKESIDE ROAD WANAKA 9305	Aib-24	Sewerage	TPBS Valves	Non Return Valve	2000	01/01/2000	$977.06	$977.06	$88.05	$1,065.11	Indemnity	$518.04
Queenstown Lakes District Council	Queenstown Lakes District, Otago	10145084	10142638	210565	{05647476-047E-4AD5-A8D2-AB82711D1032}	HIGHVIEW TCE	Aib-24	Water Supply	TPBS Valves	Valve	2000	01/01/2000	$2,148.86	$2,148.86	$193.65	$2,342.51	Indemnity	$1,139.32
Queenstown Lakes District Council	Queenstown Lakes District, Otago	10145085	10142608	229377	{EC813BBC-0598-4A04-85B0-910A34B3C69A}	4 SHOTOVER DELTA ROAD LOWER SHOTOVER QUEENSTOWN 9304	Aib-24	Sewerage	TPBS Valves	Non Return Valve			$2,734.78	$2,734.78	$246.45	$2,981.23	Reinstatement	$2,981.23
Queenstown Lakes District Council	Queenstown Lakes District, Otago	10145086	10142688	272727	{E156B2D6-04BB-4E99-9D4E-4711E3E006C8}	LAKEVIEW TERRACE RD 2 WANAKA 9382	Aib-24	Water Supply	Pipework	Pipework	2015	01/10/2015	$10,976.47	$10,976.47	$989.15	$11,965.61	Indemnity	$9,040.61
Queenstown Lakes District Council	Queenstown Lakes District, Otago	10145087	10142608	229487	{EC813BBC-0598-4A04-85B0-910A34B3C69A}	4 SHOTOVER DELTA ROAD LOWER SHOTOVER QUEENSTOWN 9304	Aib-24	Sewerage	TPBS Valves	Non Return Valve			$2,734.78	$2,734.78	$246.45	$2,981.23	Reinstatement	$2,981.23
Queenstown Lakes District Council	Queenstown Lakes District, Otago	10145088	10142558	206903	{8140ABC2-039A-4444-AE36-570292AD2576}	13 LAKE AVENUE FRANKTON QUEENSTOWN 9300	Aib-24	Sewerage	Electrical Equipment	Pressure Sensor			$25,057.26	$25,057.26	$2,258.05	$27,315.30	Indemnity	$933.85
Queenstown Lakes District Council	Queenstown Lakes District, Otago	10145089	10142591	206829	{8CFCEF46-86CC-4D39-BCE8-AF5BF3F312BF}	OXENBRIDGE TUNNEL ROAD RD 1 QUEENSTOWN 9371	Aib-24	Water Supply	Electrical Equipment	Pressure Sensor			$25,799.77	$25,799.77	$2,324.96	$28,124.73	Indemnity	$1,666.64
Queenstown Lakes District Council	Queenstown Lakes District, Otago	10145090	10142688	272707	{E156B2D6-04BB-4E99-9D4E-4711E3E006C8}	LAKEVIEW TERRACE RD 2 WANAKA 9382	Aib-24	Water Supply	TPBS Valves	Non Return Valve	2015	01/10/2015	$6,758.34	$6,758.34	$609.03	$7,367.37	Indemnity	$5,369.95
Queenstown Lakes District Council	Queenstown Lakes District, Otago	10145091	10142609	3192	{E418C03F-E51F-4F64-BCDB-3076A1CA7AD1}	#N/A	Aib-24	Water Supply	Electrical Equipment	Pressure Sensor	1991	01/01/1991	$25,799.77	$25,799.77	$2,324.96	$28,124.73	Indemnity	$1,428.54
Queenstown Lakes District Council	Queenstown Lakes District, Otago	10145092	10142608	229391	{EC813BBC-0598-4A04-85B0-910A34B3C69A}	4 SHOTOVER DELTA ROAD LOWER SHOTOVER QUEENSTOWN 9304	Aib-24	Sewerage	TPBS Valves	Non Return Valve			$2,734.78	$2,734.78	$246.45	$2,981.23	Reinstatement	$2,981.23
Queenstown Lakes District Council	Queenstown Lakes District, Otago	10145093	10115350	210531	{B7214F29-F8F6-49EE-BF1D-F3E3B5DC9FDF}	MIDDLESEX STREET ARROWTOWN 9302	Aib-24	Water Supply	TPBS Valves	Valve			$977.06	$977.06	$88.05	$1,065.11	Reinstatement	$1,065.11
Queenstown Lakes District Council	Queenstown Lakes District, Otago	10145094	10142558	206902	{8140ABC2-039A-4444-AE36-570292AD2576}	13 LAKE AVENUE FRANKTON QUEENSTOWN 9300	Aib-24	Sewerage	Electrical Equipment	Pressure Sensor			$25,057.26	$25,057.26	$2,258.05	$27,315.30	Indemnity	$933.85
Queenstown Lakes District Council	Queenstown Lakes District, Otago	10145095	10142608	229605	{EC813BBC-0598-4A04-85B0-910A34B3C69A}	4 SHOTOVER DELTA ROAD LOWER SHOTOVER QUEENSTOWN 9304	Aib-24	Sewerage	TPBS Valves	Non Return Valve			$2,734.78	$2,734.78	$246.45	$2,981.23	Reinstatement	$2,981.23
Queenstown Lakes District Council	Queenstown Lakes District, Otago	10145096	10142688	272761	{E156B2D6-04BB-4E99-9D4E-4711E3E006C8}	LAKEVIEW TERRACE RD 2 WANAKA 9382	Aib-24	Water Supply	TPBS Valves	Valve	2015	01/10/2015	$2,304.63	$2,304.63	$207.68	$2,512.32	Indemnity	$1,831.18
Queenstown Lakes District Council	Queenstown Lakes District, Otago	10145097	10142622	231562	{DA65E0BB-0ED9-4581-9762-111C5DCF3EE1}	1128 AUBREY ROAD ALBERT TOWN WANAKA 9305	Aib-24	Sewerage	TPBS Valves	Non Return Valve	2003	24/11/2003	$2,734.78	$2,734.78	$246.45	$2,981.23	Indemnity	$1,536.97
Queenstown Lakes District Council	Queenstown Lakes District, Otago	10145098	10142550	209913	{2CEA9B91-0AA3-4502-AA03-C55553D661BB}	7 RUTHERFORD ROAD RD 1 QUEENSTOWN 9371	Aib-24	Sewerage	TPBS Valves	Non Return Valve			$2,148.86	$2,148.86	$193.65	$2,342.51	Indemnity	$1,217.90
Queenstown Lakes District Council	Queenstown Lakes District, Otago	10145099	10142664	250687	{8B7815F9-F066-4EF4-8660-1250182FF865}	49 FRANKTON ROAD QUEENSTOWN 9300	Aib-24	Water Supply	TPBS Valves	Valve	2014	02/03/2014	$5,860.70	$5,860.70	$528.14	$6,388.84	Indemnity	$4,543.14
Queenstown Lakes District Council	Queenstown Lakes District, Otago	10145100	10142575	3396	{7626DB93-6980-4CE5-AE08-3E6D0CBEE828}	76 ALISON AVENUE ALBERT TOWN WANAKA 9305	Aib-24	Sewerage	TPBS Valves	Non Return Valve	1989	01/01/1989	$4,492.50	$4,492.50	$404.84	$4,897.34	Indemnity	$1,478.43
Queenstown Lakes District Council	Queenstown Lakes District, Otago	10145101	10142589	2802	{B307C4EC-CC6E-407E-9D6C-4861428A5998}	MIDDLESEX STREET ARROWTOWN 9302	Aib-24	Water Supply	TPBS Valves	Non Return Valve	2004	01/01/2004	$4,297.75	$4,297.75	$387.29	$4,685.04	Indemnity	$2,592.96
Queenstown Lakes District Council	Queenstown Lakes District, Otago	10145102	10142575	3395	{7626DB93-6980-4CE5-AE08-3E6D0CBEE828}	76 ALISON AVENUE ALBERT TOWN WANAKA 9305	Aib-24	Sewerage	TPBS Valves	Non Return Valve	1989	01/01/1989	$4,492.50	$4,492.50	$404.84	$4,897.34	Indemnity	$1,478.43
Queenstown Lakes District Council	Queenstown Lakes District, Otago	10145103	10142557	3610	{D3892861-1F27-4A7F-9D74-390EED74B048}	WIDGEON PLACE LAKE HAYES QUEENSTOWN 9304	Aib-24	Sewerage	TPBS Valves	Non Return Valve	2006	01/01/2006	$2,148.86	$2,148.86	$193.65	$2,342.51	Indemnity	$1,375.04
Queenstown Lakes District Council	Queenstown Lakes District, Otago	10145104	10142633	217251	{F398540C-F3A3-4699-A985-1C1FF1022601}	28 STRAINS ROAD RD 1 QUEENSTOWN 9371	Aib-24	Sewerage	TPBS Valves	Valve	2007	01/01/2007	$2,148.86	$2,148.86	$193.65	$2,342.51	Indemnity	$1,414.33
Queenstown Lakes District Council	Queenstown Lakes District, Otago	10145105	10142627	79563	{7AE69CE2-C9B4-45F2-BCC0-7DCB1E4A6C66}	16 LLOYD DUNN AVENUE RD 2 WANAKA 9305	Aib-24	Sewerage	TPBS Valves	Valve	2008	04/11/2008	$2,343.63	$2,343.63	$211.20	$2,554.82	Reinstatement	$2,554.82
Queenstown Lakes District Council	Queenstown Lakes District, Otago	10145106	10142688	272756	{E156B2D6-04BB-4E99-9D4E-4711E3E006C8}	LAKEVIEW TERRACE RD 2 WANAKA 9382	Aib-24	Water Supply	TPBS Valves	Valve	2015	01/10/2015	$5,531.67	$5,531.67	$498.49	$6,030.16	Indemnity	$4,395.28
Queenstown Lakes District Council	Queenstown Lakes District, Otago	10145107	10142608	229395	{EC813BBC-0598-4A04-85B0-910A34B3C69A}	4 SHOTOVER DELTA ROAD LOWER SHOTOVER QUEENSTOWN 9304	Aib-24	Sewerage	TPBS Valves	Valve			$3,906.59	$3,906.59	$352.04	$4,258.64	Reinstatement	$4,258.64
Queenstown Lakes District Council	Queenstown Lakes District, Otago	10145108	10142627	79493	{7AE69CE2-C9B4-45F2-BCC0-7DCB1E4A6C66}	16 LLOYD DUNN AVENUE RD 2 WANAKA 9305	Aib-24	Sewerage	TPBS Valves	Solenoid Valve	2008	04/11/2008	$801.93	$801.93	$72.27	$874.19	Reinstatement	$874.19
Queenstown Lakes District Council	Queenstown Lakes District, Otago	10145109	10142551	3563	{64B4E173-F898-487D-9E81-9C96C8087249}	ARROWTOWN-LAKE HAYES ROAD RD 1 QUEENSTOWN 9371	Aib-24	Sewerage	TPBS Valves	Non Return Valve	2002	01/01/2002	$2,148.86	$2,148.86	$193.65	$2,342.51	Indemnity	$1,233.90
Queenstown Lakes District Council	Queenstown Lakes District, Otago	10145110	10142619	210645	{89034D7D-5C5D-4987-9FB3-9F51E14509EE}	PENINSULA ROAD KELVIN HEIGHTS QUEENSTOWN 9300	Aib-24	Water Supply	TPBS Valves	Solenoid Valve	2014	01/08/2014	$2,202.89	$2,202.89	$198.51	$2,401.40	Indemnity	$1,626.33
Queenstown Lakes District Council	Queenstown Lakes District, Otago	10145111	10142608	229398	{EC813BBC-0598-4A04-85B0-910A34B3C69A}	4 SHOTOVER DELTA ROAD LOWER SHOTOVER QUEENSTOWN 9304	Aib-24	Sewerage	TPBS Valves	Solenoid Valve			$1,001.60	$1,001.60	$90.26	$1,091.86	Reinstatement	$1,091.86
Queenstown Lakes District Council	Queenstown Lakes District, Otago	10145112	10142600	210605	{EA00FD14-D04D-4FB9-A0BA-93E642E8E429}	PENINSULA ROAD KELVIN HEIGHTS QUEENSTOWN 9300	Aib-24	Water Supply	TPBS Valves	Non Return Valve	2010	01/09/2010	$4,297.75	$4,297.75	$387.29	$4,685.04	Indemnity	$3,064.40
Queenstown Lakes District Council	Queenstown Lakes District, Otago	10145113	10142557	3611	{D3892861-1F27-4A7F-9D74-390EED74B048}	WIDGEON PLACE LAKE HAYES QUEENSTOWN 9304	Aib-24	Sewerage	TPBS Valves	Non Return Valve	2006	01/01/2006	$2,148.86	$2,148.86	$193.65	$2,342.51	Indemnity	$1,375.04
Queenstown Lakes District Council	Queenstown Lakes District, Otago	10145114	10142600	210607	{EA00FD14-D04D-4FB9-A0BA-93E642E8E429}	PENINSULA ROAD KELVIN HEIGHTS QUEENSTOWN 9300	Aib-24	Water Supply	TPBS Valves	Non Return Valve	2010	01/09/2010	$4,883.64	$4,883.64	$440.09	$5,323.73	Indemnity	$3,482.16
Queenstown Lakes District Council	Queenstown Lakes District, Otago	10145115	10142627	79490	{7AE69CE2-C9B4-45F2-BCC0-7DCB1E4A6C66}	16 LLOYD DUNN AVENUE RD 2 WANAKA 9305	Aib-24	Sewerage	TPBS Valves	Solenoid Valve	2008	04/11/2008	$2,202.89	$2,202.89	$198.51	$2,401.40	Reinstatement	$2,401.40
Queenstown Lakes District Council	Queenstown Lakes District, Otago	10145116	10142608	229510	{EC813BBC-0598-4A04-85B0-910A34B3C69A}	4 SHOTOVER DELTA ROAD LOWER SHOTOVER QUEENSTOWN 9304	Aib-24	Sewerage	Electrical Equipment	Variable Speed Drive			$55,004.98	$55,004.98	$4,956.80	$59,961.78	Reinstatement	$59,961.78
Queenstown Lakes District Council	Queenstown Lakes District, Otago	10145117	10142562	3501	{5AA4AEBA-5A65-4912-B4D5-13268CE0E2CE}	100 RIVERSIDE ROAD FRANKTON QUEENSTOWN 9300	Aib-24	Sewerage	TPBS Valves	Non Return Valve	1996	01/01/1996	$2,148.86	$2,148.86	$193.65	$2,342.51	Indemnity	$982.17
Queenstown Lakes District Council	Queenstown Lakes District, Otago	10145118	10142688	272705	{E156B2D6-04BB-4E99-9D4E-4711E3E006C8}	LAKEVIEW TERRACE RD 2 WANAKA 9382	Aib-24	Water Supply	TPBS Valves	Non Return Valve	2015	01/10/2015	$8,910.15	$8,910.15	$802.94	$9,713.09	Indemnity	$7,079.70
Queenstown Lakes District Council	Queenstown Lakes District, Otago	10145119	10142564	3651	{BFBFBB84-D102-4ACA-8418-8B4EB42050A5}	PARK STREET QUEENSTOWN 9300	Aib-24	Sewerage	TPBS Valves	Non Return Valve	2003	01/01/2003	$2,148.86	$2,148.86	$193.65	$2,342.51	Indemnity	$1,388.14
Queenstown Lakes District Council	Queenstown Lakes District, Otago	10145120	10142623	202066	{8E0D674A-5C93-471A-B834-A81AE41C2BC2}	DOMAIN ROAD	Aib-24	Sewerage	TPBS Valves	Non Return Valve			$2,929.53	$2,929.53	$264.00	$3,193.53	Indemnity	$1,981.71
Queenstown Lakes District Council	Queenstown Lakes District, Otago	10145121	10142630	224386	{DC81B536-EA8D-4763-B2C8-0AB48FE76118}	BALMORAL	Aib-24	Water Supply	TPBS Valves	Non Return Valve			$4,492.50	$4,492.50	$404.84	$4,897.34	Indemnity	$3,285.40
Queenstown Lakes District Council	Queenstown Lakes District, Otago	10145122	10142627	79494	{7AE69CE2-C9B4-45F2-BCC0-7DCB1E4A6C66}	16 LLOYD DUNN AVENUE RD 2 WANAKA 9305	Aib-24	Sewerage	TPBS Valves	Solenoid Valve	2008	04/11/2008	$801.93	$801.93	$72.27	$874.19	Reinstatement	$874.19
Queenstown Lakes District Council	Queenstown Lakes District, Otago	10145123	10142688	272741	{E156B2D6-04BB-4E99-9D4E-4711E3E006C8}	LAKEVIEW TERRACE RD 2 WANAKA 9382	Aib-24	Water Supply	Pipework	Pipework	2015	01/10/2015	$392.48	$392.48	$35.37	$427.85	Indemnity	$323.26
Queenstown Lakes District Council	Queenstown Lakes District, Otago	10145124	10142608	229427	{EC813BBC-0598-4A04-85B0-910A34B3C69A}	4 SHOTOVER DELTA ROAD LOWER SHOTOVER QUEENSTOWN 9304	Aib-24	Sewerage	Pipework	Pipework			$13,961.36	$13,961.36	$1,258.13	$15,219.50	Reinstatement	$15,219.50
Queenstown Lakes District Council	Queenstown Lakes District, Otago	10145125	10142608	229606	{EC813BBC-0598-4A04-85B0-910A34B3C69A}	4 SHOTOVER DELTA ROAD LOWER SHOTOVER QUEENSTOWN 9304	Aib-24	Sewerage	TPBS Valves	Non Return Valve			$2,734.78	$2,734.78	$246.45	$2,981.23	Reinstatement	$2,981.23
Queenstown Lakes District Council	Queenstown Lakes District, Otago	10145126	10142627	215638	{7AE69CE2-C9B4-45F2-BCC0-7DCB1E4A6C66}	16 LLOYD DUNN AVENUE RD 2 WANAKA 9305	Aib-24	Sewerage	Electrical Equipment	Variable Speed Drive	2010	01/06/2010	$18,361.91	$18,361.91	$1,654.69	$20,016.60	Reinstatement	$20,016.60
Queenstown Lakes District Council	Queenstown Lakes District, Otago	10145127	10142608	229371	{EC813BBC-0598-4A04-85B0-910A34B3C69A}	4 SHOTOVER DELTA ROAD LOWER SHOTOVER QUEENSTOWN 9304	Aib-24	Sewerage	TPBS Valves	Non Return Valve			$2,734.78	$2,734.78	$246.45	$2,981.23	Reinstatement	$2,981.23
Queenstown Lakes District Council	Queenstown Lakes District, Otago	10145128	10115351	4173	{03F38B5B-C721-447B-AE37-F534A101130D}	LOMOND CRESCENT	Aib-24	Water Supply	Structures	Reservoir	1989	01/01/1989	$30,202.53	$30,202.53	$2,721.71	$32,924.24	Reinstatement	$32,924.24
Queenstown Lakes District Council	Queenstown Lakes District, Otago	10145129	10005507	4182	{A8C199A0-C5B2-4990-994B-AF9EB468DB56}	ATKINS ROAD LUGGATE WANAKA 9382	Aib-24	Water Supply	Structures	Reservoir	2000	01/01/2000	$33,754.91	$33,754.91	$3,041.84	$36,796.74	Reinstatement	$36,796.74
Queenstown Lakes District Council	Queenstown Lakes District, Otago	10145130	10005507	4180	{A8C199A0-C5B2-4990-994B-AF9EB468DB56}	ATKINS ROAD LUGGATE WANAKA 9382	Aib-24	Water Supply	Structures	Reservoir	2000	01/01/2000	$33,754.91	$33,754.91	$3,041.84	$36,796.74	Reinstatement	$36,796.74
Queenstown Lakes District Council	Queenstown Lakes District, Otago	10145131	10005512	4199	{FAF4422F-0A45-4CDC-9ADC-86B77D110FA3}	JIMS WAY RD 1 QUEENSTOWN 9371	Aib-24	Water Supply	Structures	Reservoir	1999	01/01/1999	$1,143,627.80	$1,143,627.80	$103,058.48	$1,246,686.28	Reinstatement	$1,246,686.28
Queenstown Lakes District Council	Queenstown Lakes District, Otago	10145014	10142582	210589	{477EA4C2-25BA-4D6A-BEC9-539B3FCAF720}	BEACON POINT ROAD WANAKA 9305	Aib-24	Water Supply	Pipework	Pipework			$2,107.84	$2,107.84	$189.95	$2,297.79	Reinstatement	$2,297.79
Queenstown Lakes District Council	Queenstown Lakes District, Otago	10145015	10142604	210824	{14EF4B20-0465-4DBA-8FFE-97C7DBFF07C5}	DOMAIN ROAD RD 2 WANAKA 9382	Aib-24	Sewerage	Structures	Manhole			$6,643.18	$6,643.18	$598.65	$7,241.83	Indemnity	$2,758.77
Queenstown Lakes District Council	Queenstown Lakes District, Otago	10145016	10142608	210944	{EC813BBC-0598-4A04-85B0-910A34B3C69A}	4 SHOTOVER DELTA ROAD LOWER SHOTOVER QUEENSTOWN 9304	Aib-24	Sewerage	Structures	Manhole			$6,735.95	$6,735.95	$607.01	$7,342.96	Reinstatement	$7,342.96
Queenstown Lakes District Council	Queenstown Lakes District, Otago	10145017	10005503	210762	{0D6C5C1F-C741-4AE3-9003-F1942042F536}	BEACON POINT ROAD WANAKA 9305	Aib-24	Water Supply	Structures	Manhole			$6,643.18	$6,643.18	$598.65	$7,241.83	Reinstatement	$7,241.83
Queenstown Lakes District Council	Queenstown Lakes District, Otago	10145018	10142618	3315	{96F6CEAE-D7DD-480B-B9D7-E0E01956C4B0}	HOWARDS DRIVE LAKE HAYES QUEENSTOWN 9304	Aib-24	Water Supply	Electrical Equipment	Pressure Gauge	2006	01/01/2006	$903.13	$903.13	$81.39	$984.52	Indemnity	$218.78
Queenstown Lakes District Council	Queenstown Lakes District, Otago	10145136	10142688	272779	{E156B2D6-04BB-4E99-9D4E-4711E3E006C8}	LAKEVIEW TERRACE RD 2 WANAKA 9382	Aib-24	Water Supply	Electrical Equipment	Variable Speed Drive	2015	01/10/2015	$125,244.13	$125,244.13	$11,286.43	$136,530.56	Indemnity	$66,747.68
Queenstown Lakes District Council	Queenstown Lakes District, Otago	10145137	10142600	210606	{EA00FD14-D04D-4FB9-A0BA-93E642E8E429}	PENINSULA ROAD KELVIN HEIGHTS QUEENSTOWN 9300	Aib-24	Water Supply	TPBS Valves	Non Return Valve	2010	01/09/2010	$4,297.75	$4,297.75	$387.29	$4,685.04	Indemnity	$3,064.40
Queenstown Lakes District Council	Queenstown Lakes District, Otago	10145133	10142632	215539	{BE622366-B21E-40B0-B52D-0BD9DAF4CACE}	BROADVIEW RISE	Aib-24	Water Supply	TPBS Valves	Non Return Valve	2010	30/11/2010	$4,492.50	$4,492.50	$404.84	$4,897.34	Indemnity	$3,203.27
Queenstown Lakes District Council	Queenstown Lakes District, Otago	10145141	10142643	221317	{6772A231-EDB6-427F-A65D-04E54E1F5C40}	14 WANAKA-LUGGATE HIGHWAY RD 2 WANAKA 9382	Aib-24	Water Supply	Structures	Reservoir	1993	01/01/1993	$16,496.31	$16,496.31	$1,486.57	$17,982.88	Reinstatement	$17,982.88
Queenstown Lakes District Council	Queenstown Lakes District, Otago	10145142	10005507	206885	{A8C199A0-C5B2-4990-994B-AF9EB468DB56}	ATKINS ROAD LUGGATE WANAKA 9382	Aib-24	Water Supply	Structures	Reservoir			$33,754.91	$33,754.91	$3,041.84	$36,796.74	Reinstatement	$36,796.74
Queenstown Lakes District Council	Queenstown Lakes District, Otago	10145152	10142554	3465	{5DEDF20F-21CC-4219-BFCC-1771FF6DC8FD}	700 MOKE LAKE ROAD BEN LOMOND QUEENSTOWN 9371	Aib-24	Sewerage	TPBS Valves	Non Return Valve	2000	01/01/2000	$2,929.53	$2,929.53	$264.00	$3,193.53	Indemnity	$1,553.23
Queenstown Lakes District Council	Queenstown Lakes District, Otago	10145153	10115351	4176	{03F38B5B-C721-447B-AE37-F534A101130D}	LOMOND CRESCENT	Aib-24	Water Supply	Structures	Reservoir	1989	01/01/1989	$30,202.53	$30,202.53	$2,721.71	$32,924.24	Reinstatement	$32,924.24
Queenstown Lakes District Council	Queenstown Lakes District, Otago	10145154	10142608	229485	{EC813BBC-0598-4A04-85B0-910A34B3C69A}	4 SHOTOVER DELTA ROAD LOWER SHOTOVER QUEENSTOWN 9304	Aib-24	Sewerage	TPBS Valves	Valve			$3,906.59	$3,906.59	$352.04	$4,258.64	Reinstatement	$4,258.64
Queenstown Lakes District Council	Queenstown Lakes District, Otago	10145155	10142569	206911	{201B972B-7B33-4F90-B798-F691FB77F6A7}	LAKEVIEW TERRACE RD 2 WANAKA 9382	Aib-24	Sewerage	TPBS Valves	Valve			$2,148.86	$2,148.86	$193.65	$2,342.51	Indemnity	$109.59
Queenstown Lakes District Council	Queenstown Lakes District, Otago	10145156	10142688	272769	{E156B2D6-04BB-4E99-9D4E-4711E3E006C8}	LAKEVIEW TERRACE RD 2 WANAKA 9382	Aib-24	Water Supply	TPBS Valves	Valve	2015	01/10/2015	$8,592.21	$8,592.21	$774.29	$9,366.50	Indemnity	$6,827.08
Queenstown Lakes District Council	Queenstown Lakes District, Otago	10145157	10142600	2854	{EA00FD14-D04D-4FB9-A0BA-93E642E8E429}	PENINSULA ROAD KELVIN HEIGHTS QUEENSTOWN 9300	Aib-24	Water Supply	TPBS Valves	Non Return Valve	2002	01/01/2002	$2,929.53	$2,929.53	$264.00	$3,193.53	Indemnity	$1,682.17
Queenstown Lakes District Council	Queenstown Lakes District, Otago	10145158	10142633	209902	{F398540C-F3A3-4699-A985-1C1FF1022601}	28 STRAINS ROAD RD 1 QUEENSTOWN 9371	Aib-24	Sewerage	TPBS Valves	Non Return Valve	2007	01/01/2007	$2,148.86	$2,148.86	$193.65	$2,342.51	Indemnity	$1,414.33
Queenstown Lakes District Council	Queenstown Lakes District, Otago	10145160	10142633	209903	{F398540C-F3A3-4699-A985-1C1FF1022601}	28 STRAINS ROAD RD 1 QUEENSTOWN 9371	Aib-24	Sewerage	TPBS Valves	Non Return Valve	2007	01/01/2007	$2,148.86	$2,148.86	$193.65	$2,342.51	Indemnity	$1,414.33
Queenstown Lakes District Council	Queenstown Lakes District, Otago	10145161	10142564	79235	{BFBFBB84-D102-4ACA-8418-8B4EB42050A5}	PARK STREET QUEENSTOWN 9300	Aib-24	Sewerage	Pipework	Pipework			$2,220.52	$2,220.52	$200.10	$2,420.62	Indemnity	$478.14
Queenstown Lakes District Council	Queenstown Lakes District, Otago	10145162	10005504	220651	{D45D83B1-FE65-41B2-9D42-BB08E80F3FA6}	ANDERSON ROAD WANAKA 9305	Aib-24	Water Supply	Structures	Reservoir	1989	01/01/1989	$423,848.26	$423,848.26	$38,195.26	$462,043.52	Reinstatement	$462,043.52
Queenstown Lakes District Council	Queenstown Lakes District, Otago	10145163	10142567	3530	{1A6BBC63-F933-4C82-9843-88E125325CB4}	CEDAR DRIVE	Aib-24	Sewerage	TPBS Valves	Non Return Valve	1970	01/01/1970	$2,148.86	$2,148.86	$193.65	$2,342.51	Indemnity	$621.96
Queenstown Lakes District Council	Queenstown Lakes District, Otago	10145164	10142603	246054	{EC46EEB1-EF9F-48C0-95C7-4CA024BE0281}	GLENORCHY-QUEENSTOWN ROAD CLOSEBURN QUEENSTOWN 9371	Aib-24	Water Supply	TPBS Valves	Non Return Valve	2000	01/01/2000	$3,320.69	$3,320.69	$299.25	$3,619.93	Reinstatement	$3,619.93
Queenstown Lakes District Council	Queenstown Lakes District, Otago	10145165	10142576	3385	{DED59DCD-261A-4581-BEAA-12D52DDA3AD6}	KINGSTON STREET	Aib-24	Sewerage	TPBS Valves	Non Return Valve	1989	01/01/1989	$2,148.86	$2,148.86	$193.65	$2,342.51	Indemnity	$803.66
Queenstown Lakes District Council	Queenstown Lakes District, Otago	10145166	10142603	246053	{EC46EEB1-EF9F-48C0-95C7-4CA024BE0281}	GLENORCHY-QUEENSTOWN ROAD CLOSEBURN QUEENSTOWN 9371	Aib-24	Water Supply	TPBS Valves	Non Return Valve	2000	01/01/2000	$3,320.69	$3,320.69	$299.25	$3,619.93	Reinstatement	$3,619.93
Queenstown Lakes District Council	Queenstown Lakes District, Otago	10145167	10005503	4039	{0D6C5C1F-C741-4AE3-9003-F1942042F536}	BEACON POINT ROAD WANAKA 9305	Aib-24	Water Supply	Structures	Reservoir	2003	01/01/2003	$4,709,278.14	$4,709,278.14	$424,378.51	$5,133,656.65	Reinstatement	$5,133,656.65
Queenstown Lakes District Council	Queenstown Lakes District, Otago	10145168	10142551	3562	{64B4E173-F898-487D-9E81-9C96C8087249}	ARROWTOWN-LAKE HAYES ROAD RD 1 QUEENSTOWN 9371	Aib-24	Sewerage	TPBS Valves	Non Return Valve	2002	01/01/2002	$2,148.86	$2,148.86	$193.65	$2,342.51	Indemnity	$1,233.90
Queenstown Lakes District Council	Queenstown Lakes District, Otago	10145169	10142658	237018	{D458CA5E-B986-47C6-AD40-8359B08B7A97}	13 LAKE AVENUE FRANKTON QUEENSTOWN 9300	Aib-24	Sewerage	Weir Structure	Weir Slide Gate	2012	08/08/2012	$4,935.85	$4,935.85	$444.80	$5,380.64	Reinstatement	$5,380.64
Queenstown Lakes District Council	Queenstown Lakes District, Otago	10145170	10142557	217244	{D3892861-1F27-4A7F-9D74-390EED74B048}	WIDGEON PLACE LAKE HAYES QUEENSTOWN 9304	Aib-24	Sewerage	Electrical Equipment	Soft Starter	2006	01/01/2006	$2,481.21	$2,481.21	$223.60	$2,704.80	Indemnity	$240.42
Queenstown Lakes District Council	Queenstown Lakes District, Otago	10145171	10142597	210042	{E53D3297-9713-4766-9806-99D9683A4DF7}	MANCHESTER PLACE QUEENSTOWN 9300	Aib-24	Water Supply	TPBS Valves	Non Return Valve	1989	01/01/1989	$4,297.75	$4,297.75	$387.29	$4,685.04	Indemnity	$1,607.33
Queenstown Lakes District Council	Queenstown Lakes District, Otago	10145172	10142608	229396	{EC813BBC-0598-4A04-85B0-910A34B3C69A}	4 SHOTOVER DELTA ROAD LOWER SHOTOVER QUEENSTOWN 9304	Aib-24	Sewerage	TPBS Valves	Non Return Valve			$2,734.78	$2,734.78	$246.45	$2,981.23	Reinstatement	$2,981.23
Queenstown Lakes District Council	Queenstown Lakes District, Otago	10145145	10142608	229376	{EC813BBC-0598-4A04-85B0-910A34B3C69A}	4 SHOTOVER DELTA ROAD LOWER SHOTOVER QUEENSTOWN 9304	Aib-24	Sewerage	TPBS Valves	Non Return Valve			$2,734.78	$2,734.78	$246.45	$2,981.23	Reinstatement	$2,981.23
Queenstown Lakes District Council	Queenstown Lakes District, Otago	10145146	10142620	209818	{06781CC6-B1E9-4E63-B20E-69131BD675AB}	GLENORCHY-QUEENSTOWN ROAD CLOSEBURN QUEENSTOWN 9371	Aib-24	Water Supply	TPBS Valves	Non Return Valve			$4,492.50	$4,492.50	$404.84	$4,897.34	Indemnity	$174.13
Queenstown Lakes District Council	Queenstown Lakes District, Otago	10145147	10142589	2805	{B307C4EC-CC6E-407E-9D6C-4861428A5998}	MIDDLESEX STREET ARROWTOWN 9302	Aib-24	Water Supply	TPBS Valves	Non Return Valve	2004	01/01/2004	$4,101.35	$4,101.35	$369.59	$4,470.94	Indemnity	$2,474.46
Queenstown Lakes District Council	Queenstown Lakes District, Otago	10145174	10142688	272706	{E156B2D6-04BB-4E99-9D4E-4711E3E006C8}	LAKEVIEW TERRACE RD 2 WANAKA 9382	Aib-24	Water Supply	TPBS Valves	Non Return Valve	2015	01/10/2015	$8,910.15	$8,910.15	$802.94	$9,713.09	Indemnity	$7,079.70
Queenstown Lakes District Council	Queenstown Lakes District, Otago	10145176	10005507	206882	{A8C199A0-C5B2-4990-994B-AF9EB468DB56}	ATKINS ROAD LUGGATE WANAKA 9382	Aib-24	Water Supply	Structures	Reservoir			$33,754.91	$33,754.91	$3,041.84	$36,796.74	Reinstatement	$36,796.74
Queenstown Lakes District Council	Queenstown Lakes District, Otago	10145177	10142554	3466	{5DEDF20F-21CC-4219-BFCC-1771FF6DC8FD}	700 MOKE LAKE ROAD BEN LOMOND QUEENSTOWN 9371	Aib-24	Sewerage	TPBS Valves	Non Return Valve	2000	01/01/2000	$2,929.53	$2,929.53	$264.00	$3,193.53	Indemnity	$1,553.23
Queenstown Lakes District Council	Queenstown Lakes District, Otago	10145178	10142627	79655	{7AE69CE2-C9B4-45F2-BCC0-7DCB1E4A6C66}	16 LLOYD DUNN AVENUE RD 2 WANAKA 9305	Aib-24	Sewerage	Weir Structure	Weir Slide Gate	2008	04/11/2008	$4,935.85	$4,935.85	$444.80	$5,380.64	Reinstatement	$5,380.64
Queenstown Lakes District Council	Queenstown Lakes District, Otago	10145179	10142556	217243	{3C7CA281-8ECC-4971-9058-5ADF78A6E14C}	LAKE HAYES-ARROW JUNCTION HIGHWAY RD 1 QUEENSTOWN 9371	Aib-24	Sewerage	Electrical Equipment	Soft Starter	2005	01/01/2005	$4,763.66	$4,763.66	$429.28	$5,192.94	Indemnity	$439.61
Queenstown Lakes District Council	Queenstown Lakes District, Otago	10145181	10142551	4086	{64B4E173-F898-487D-9E81-9C96C8087249}	ARROWTOWN-LAKE HAYES ROAD RD 1 QUEENSTOWN 9371	Aib-24	Sewerage	Miscellaneous	Odour Absorbtion Bed	2002	01/01/2002	$16,991.63	$16,991.63	$1,531.21	$18,522.84	Indemnity	$9,756.80
Queenstown Lakes District Council	Queenstown Lakes District, Otago	10145182	10142611	4073	{6AB85459-F98F-4B45-BF58-32E06558AD54}	KIRIMOKO CRESCENT WANAKA 9305	Aib-24	Water Supply	Miscellaneous	Access Road	2003	01/01/2003	$9,330.86	$9,330.86	$840.85	$10,171.72	Indemnity	$7,233.16
Queenstown Lakes District Council	Queenstown Lakes District, Otago	10145183	10142608	210925	{EC813BBC-0598-4A04-85B0-910A34B3C69A}	4 SHOTOVER DELTA ROAD LOWER SHOTOVER QUEENSTOWN 9304	Aib-24	Sewerage	Miscellaneous	Odour Absorbtion Bed	2009	01/03/2009	$16,991.63	$16,991.63	$1,531.21	$18,522.84	Reinstatement	$18,522.84
Queenstown Lakes District Council	Queenstown Lakes District, Otago	10145149	10142564	3650	{BFBFBB84-D102-4ACA-8418-8B4EB42050A5}	PARK STREET QUEENSTOWN 9300	Aib-24	Sewerage	TPBS Valves	Non Return Valve	2003	01/01/2003	$2,148.86	$2,148.86	$193.65	$2,342.51	Indemnity	$1,388.14
Queenstown Lakes District Council	Queenstown Lakes District, Otago	10145150	10142632	215537	{BE622366-B21E-40B0-B52D-0BD9DAF4CACE}	BROADVIEW RISE	Aib-24	Water Supply	TPBS Valves	Non Return Valve	2010	30/11/2010	$4,492.50	$4,492.50	$404.84	$4,897.34	Indemnity	$3,203.27
Queenstown Lakes District Council	Queenstown Lakes District, Otago	10145186	10005512	4065	{FAF4422F-0A45-4CDC-9ADC-86B77D110FA3}	JIMS WAY RD 1 QUEENSTOWN 9371	Aib-24	Water Supply	Miscellaneous	Access Road	2004	01/01/2004	$9,330.86	$9,330.86	$840.85	$10,171.72	Reinstatement	$10,171.72
Queenstown Lakes District Council	Queenstown Lakes District, Otago	10145199	10115350	231371	{B7214F29-F8F6-49EE-BF1D-F3E3B5DC9FDF}	MIDDLESEX STREET ARROWTOWN 9302	Aib-24	Water Supply	Structures	Retaining Walls Bund	2011	01/09/2011	$2,850.21	$2,850.21	$256.85	$3,107.06	Reinstatement	$3,107.06
Queenstown Lakes District Council	Queenstown Lakes District, Otago	10145201	10142608	210972	{EC813BBC-0598-4A04-85B0-910A34B3C69A}	4 SHOTOVER DELTA ROAD LOWER SHOTOVER QUEENSTOWN 9304	Aib-24	Sewerage	Miscellaneous	Overflow spillway			$67,524.04	$67,524.04	$6,084.96	$73,609.00	Reinstatement	$73,609.00
Queenstown Lakes District Council	Queenstown Lakes District, Otago	10145202	10142589	210534	{B307C4EC-CC6E-407E-9D6C-4861428A5998}	MIDDLESEX STREET ARROWTOWN 9302	Aib-24	Water Supply	TPBS Valves	Valve			$977.06	$977.06	$88.05	$1,065.11	Indemnity	$589.49
Queenstown Lakes District Council	Queenstown Lakes District, Otago	10145203	10142558	79244	{8140ABC2-039A-4444-AE36-570292AD2576}	13 LAKE AVENUE FRANKTON QUEENSTOWN 9300	Aib-24	Sewerage	Structures	Surge Tank	1974	01/01/1974	$31,295.58	$31,295.58	$2,820.21	$34,115.79	Indemnity	$7,351.49
Queenstown Lakes District Council	Queenstown Lakes District, Otago	10145204	10142601	250970	{8B5EA8A0-1142-4E33-8F12-0992C807F3CD}	LAKE ESPLANADE QUEENSTOWN 9300	Aib-24	Water Supply	Misc	Sampler	2013	01/08/2013	$52,000.87	$52,000.87	$4,686.08	$56,686.95	Indemnity	$22,674.58
Queenstown Lakes District Council	Queenstown Lakes District, Otago	10145205	10142601	250969	{8B5EA8A0-1142-4E33-8F12-0992C807F3CD}	LAKE ESPLANADE QUEENSTOWN 9300	Aib-24	Water Supply	Misc	Sampler	2013	01/09/2013	$52,000.87	$52,000.87	$4,686.08	$56,686.95	Indemnity	$22,674.58
Queenstown Lakes District Council	Queenstown Lakes District, Otago	10145206	10142627	3924	{7AE69CE2-C9B4-45F2-BCC0-7DCB1E4A6C66}	16 LLOYD DUNN AVENUE RD 2 WANAKA 9305	Aib-24	Sewerage	Misc	Sampler	2003	01/01/2003	$52,000.87	$52,000.87	$4,686.08	$56,686.95	Reinstatement	$56,686.95
Queenstown Lakes District Council	Queenstown Lakes District, Otago	10145207	10142637	210865	{8F07E1B9-9906-497F-97AE-1A5275B5D8FC}	707 WANAKA-LUGGATE HIGHWAY RD 2 WANAKA 9382	Aib-24	Water Supply	Structures	Surge Tank			$2,513.02	$2,513.02	$226.46	$2,739.48	Indemnity	$463.82
Queenstown Lakes District Council	Queenstown Lakes District, Otago	10145208	10142634	210049	{3F54E71F-EAD9-4A6F-B04D-907BB9BDE28F}	28 STRAINS ROAD RD 1 QUEENSTOWN 9371	Aib-24	Sewerage	Structures	Wet Well Lid			$5,757.42	$5,757.42	$518.83	$6,276.25	Indemnity	$4,297.22
Queenstown Lakes District Council	Queenstown Lakes District, Otago	10145209	10142688	272753	{E156B2D6-04BB-4E99-9D4E-4711E3E006C8}	LAKEVIEW TERRACE RD 2 WANAKA 9382	Aib-24	Water Supply	TPBS Valves	Surge Anticipating V	2015	01/10/2015	$11,498.59	$11,498.59	$1,036.20	$12,534.79	Indemnity	$7,799.36
Queenstown Lakes District Council	Queenstown Lakes District, Otago	10145210	10142634	210046	{3F54E71F-EAD9-4A6F-B04D-907BB9BDE28F}	28 STRAINS ROAD RD 1 QUEENSTOWN 9371	Aib-24	Sewerage	Miscellaneous	Pump Chamber			$7,076.19	$7,076.19	$637.67	$7,713.86	Indemnity	$5,281.51
Queenstown Lakes District Council	Queenstown Lakes District, Otago	10145211	10142643	221313	{6772A231-EDB6-427F-A65D-04E54E1F5C40}	14 WANAKA-LUGGATE HIGHWAY RD 2 WANAKA 9382	Aib-24	Water Supply	Structures	Surge Tank	1993	01/01/1993	$25,991.62	$25,991.62	$2,342.25	$28,333.87	Indemnity	$2,222.24
Queenstown Lakes District Council	Queenstown Lakes District, Otago	10145212	10142643	221312	{6772A231-EDB6-427F-A65D-04E54E1F5C40}	14 WANAKA-LUGGATE HIGHWAY RD 2 WANAKA 9382	Aib-24	Water Supply	Structures	Surge Tank	1993	01/01/1993	$25,991.62	$25,991.62	$2,342.25	$28,333.87	Indemnity	$2,222.24
Queenstown Lakes District Council	Queenstown Lakes District, Otago	10145213	10142639	211050	{AF4FF693-BC8F-4063-A66B-BEF6C5395D18}	WAN-LUGG HWY	Aib-24	Sewerage	Miscellaneous	Storage Chamber	2005	01/09/2005	$6,775.92	$6,775.92	$610.61	$7,386.53	Reinstatement	$7,386.53
Queenstown Lakes District Council	Queenstown Lakes District, Otago	10145190	10142556	4089	{3C7CA281-8ECC-4971-9058-5ADF78A6E14C}	LAKE HAYES-ARROW JUNCTION HIGHWAY RD 1 QUEENSTOWN 9371	Aib-24	Sewerage	Miscellaneous	Odour Absorbtion Bed	2002	01/01/2002	$16,991.63	$16,991.63	$1,531.21	$18,522.84	Indemnity	$9,756.80
Queenstown Lakes District Council	Queenstown Lakes District, Otago	10145191	10142627	79399	{7AE69CE2-C9B4-45F2-BCC0-7DCB1E4A6C66}	16 LLOYD DUNN AVENUE RD 2 WANAKA 9305	Aib-24	Sewerage	Flow Meter	Rotameter	2008	04/11/2008	$2,529.78	$2,529.78	$227.97	$2,757.75	Reinstatement	$2,757.75
Queenstown Lakes District Council	Queenstown Lakes District, Otago	10145194	10142624	217392	{98499929-9F82-4319-BF12-E9E0ABE5ED5C}	SIR TIM WALLIS DRIVE RD 2 WANAKA 9305	Aib-24	Sewerage	Structures	Well	2008	04/11/2008	$23,506.14	$23,506.14	$2,118.27	$25,624.41	Indemnity	$17,852.28
Queenstown Lakes District Council	Queenstown Lakes District, Otago	10145215	10142567	79139	{1A6BBC63-F933-4C82-9843-88E125325CB4}	CEDAR DRIVE	Aib-24	Sewerage	Structures	Wet Well Lid			$5,757.42	$5,757.42	$518.83	$6,276.25	Indemnity	$2,193.93
Queenstown Lakes District Council	Queenstown Lakes District, Otago	10145217	10142595	4023	{C34329D2-030B-4A6A-AC91-5DC53195E362}	MARINA DRIVER	Aib-24	Water Supply	Miscellaneous	Surge Chamber	2003	01/01/2003	$5,902.80	$5,902.80	$531.93	$6,434.73	Indemnity	$1,271.05
Queenstown Lakes District Council	Queenstown Lakes District, Otago	10145218	10142608	210927	{EC813BBC-0598-4A04-85B0-910A34B3C69A}	4 SHOTOVER DELTA ROAD LOWER SHOTOVER QUEENSTOWN 9304	Aib-24	Sewerage	Miscellaneous	Surge Chamber			$5,902.80	$5,902.80	$531.93	$6,434.73	Reinstatement	$6,434.73
Queenstown Lakes District Council	Queenstown Lakes District, Otago	10145219	10142647	232122	{7378C279-7B9E-4108-B4B4-80695774E1E1}	69 NICHOL STREET RD 2 WANAKA 9382	Aib-24	Sewerage	Miscellaneous	Pump Chamber	2001	01/01/2001	$7,076.19	$7,076.19	$637.67	$7,713.86	reinstatement	$7,713.86
Queenstown Lakes District Council	Queenstown Lakes District, Otago	10145221	10142570	231359	{283346DB-8540-479B-98EA-91BF99CFB657}	HAWEA ESPLANADE	Aib-24	Sewerage	Structures	Wet Well Lid	2012	01/06/2012	$5,757.42	$5,757.42	$518.83	$6,276.25	Indemnity	$4,674.17
Queenstown Lakes District Council	Queenstown Lakes District, Otago	10145222	10142542	79157	{5412AA32-82B5-4D9A-ABC9-E74317CD98C7}	HARRIS PLACE LUGGATE WANAKA 9383	Aib-24	Sewerage	Structures	Wet Well Lid			$5,757.42	$5,757.42	$518.83	$6,276.25	Indemnity	$4,057.34
Queenstown Lakes District Council	Queenstown Lakes District, Otago	10145223	10142627	79529	{7AE69CE2-C9B4-45F2-BCC0-7DCB1E4A6C66}	16 LLOYD DUNN AVENUE RD 2 WANAKA 9305	Aib-24	Sewerage	TPBS Valves	Valve	2008	04/11/2008	$391.14	$391.14	$35.25	$426.39	Reinstatement	$426.39
Queenstown Lakes District Council	Queenstown Lakes District, Otago	10145224	10142584	2989	{BA75368B-EB32-42CE-B5DB-1FEB1B136268}	20 ANDERSON ROAD WANAKA 9305	Aib-24	Water Supply	Electrical Equipment	Switchboard	2000	01/01/2000	$857,958.02	$857,958.02	$77,315.24	$935,273.26	Indemnity	$63,949.74
Queenstown Lakes District Council	Queenstown Lakes District, Otago	10145225	10142604	210838	{14EF4B20-0465-4DBA-8FFE-97C7DBFF07C5}	DOMAIN ROAD RD 2 WANAKA 9382	Aib-24	Sewerage	Structures	Mechanical Screen	2010	01/08/2010	$12,015.68	$12,015.68	$1,082.80	$13,098.48	Indemnity	$1,455.37
Queenstown Lakes District Council	Queenstown Lakes District, Otago	10145227	10142589	210511	{B307C4EC-CC6E-407E-9D6C-4861428A5998}	MIDDLESEX STREET ARROWTOWN 9302	Aib-24	Water Supply	Electrical Equipment	Pressure Transducer			$1,863.16	$1,863.16	$167.90	$2,031.06	Indemnity	$164.12
Queenstown Lakes District Council	Queenstown Lakes District, Otago	10145228	10142610	209555	{7F1A6410-C3B4-40D2-BE28-63D256777D52}	MAKARORA-LAKE HAWEA ROAD MAKARORA WANAKA 9382	Aib-24	Water Supply	Structures	Mechanical Screen			$44,350.60	$44,350.60	$3,996.67	$48,347.27	Indemnity	$19,338.74
Queenstown Lakes District Council	Queenstown Lakes District, Otago	10145229	10142581	206993	{CBD8C761-31C7-44E6-9896-6FCD77CC7C54}	MAKARORA-LAKE HAWEA ROAD MAKARORA WANAKA 9382	Aib-24	Water Supply	Structures	Mechanical Screen			$24,588.86	$24,588.86	$2,215.84	$26,804.70	Indemnity	$8,100.90
Queenstown Lakes District Council	Queenstown Lakes District, Otago	10145230	10142540	79172	{C8B1DF84-FB15-494B-84FD-6DEC465E0DF0}	26 GORDON ROAD WANAKA 9305	Aib-24	Sewerage	Structures	Wet Well Lid			$5,757.42	$5,757.42	$518.83	$6,276.25	Indemnity	$3,106.40
Queenstown Lakes District Council	Queenstown Lakes District, Otago	10145231	10142549	3423	{9A5BC8CC-0C45-4D57-96DC-3C687931084D}	109 MCDONNELL ROAD ARROWTOWN 9302	Aib-24	Sewerage	Electrical Equipment	Switchboard	1985	01/01/1985	$129,051.55	$129,051.55	$11,629.53	$140,681.08	Indemnity	$6,099.94
Queenstown Lakes District Council	Queenstown Lakes District, Otago	10145232	10142658	236996	{D458CA5E-B986-47C6-AD40-8359B08B7A97}	13 LAKE AVENUE FRANKTON QUEENSTOWN 9300	Aib-24	Sewerage	Electrical Equipment	Switchboard	2012	08/08/2012	$685,697.29	$685,697.29	$61,791.89	$747,489.17	Reinstatement	$747,489.17
Queenstown Lakes District Council	Queenstown Lakes District, Otago	10145233	10142576	79208	{DED59DCD-261A-4581-BEAA-12D52DDA3AD6}	KINGSTON STREET	Aib-24	Sewerage	Structures	Wet Well Lid			$5,757.42	$5,757.42	$518.83	$6,276.25	Indemnity	$2,940.20
Queenstown Lakes District Council	Queenstown Lakes District, Otago	10145234	10142608	3922	{EC813BBC-0598-4A04-85B0-910A34B3C69A}	4 SHOTOVER DELTA ROAD LOWER SHOTOVER QUEENSTOWN 9304	Aib-24	Sewerage	Structures	Mechanical Screen	2001	01/01/2001	$281,379.67	$281,379.67	$25,356.64	$306,736.31	Reinstatement	$306,736.31
Queenstown Lakes District Council	Queenstown Lakes District, Otago	10145235	10142600	210608	{EA00FD14-D04D-4FB9-A0BA-93E642E8E429}	PENINSULA ROAD KELVIN HEIGHTS QUEENSTOWN 9300	Aib-24	Water Supply	Structures	Mechanical Screen	2010	01/06/2010	$24,588.86	$24,588.86	$2,215.84	$26,804.70	Indemnity	$18,531.48
Queenstown Lakes District Council	Queenstown Lakes District, Otago	10145236	10142546	79128	{A1464184-322C-445A-B5CB-E01E4F481370}	3840 ALICE BURN DRIVE RD 3 CROMWELL 9383	Aib-24	Sewerage	Structures	Wet Well Lid			$5,757.42	$5,757.42	$518.83	$6,276.25	Indemnity	$4,144.28
Queenstown Lakes District Council	Queenstown Lakes District, Otago	10145237	10142600	210609	{EA00FD14-D04D-4FB9-A0BA-93E642E8E429}	PENINSULA ROAD KELVIN HEIGHTS QUEENSTOWN 9300	Aib-24	Water Supply	Structures	Mechanical Screen	2010	01/06/2010	$24,588.86	$24,588.86	$2,215.84	$26,804.70	Indemnity	$18,531.48
Queenstown Lakes District Council	Queenstown Lakes District, Otago	10145238	10142563	3630	{CB7B9861-B30B-4228-84FC-359A0F479C52}	MARINE PARADE QUEENSTOWN 9300	Aib-24	Sewerage	Electrical Equipment	Switchboard	1997	01/01/1997	$716,524.50	$716,524.50	$64,569.90	$781,094.40	Reinstatement	$781,094.40
Queenstown Lakes District Council	Queenstown Lakes District, Otago	10145239	10142640	211055	{62031361-5EC6-4739-9CAF-9F9D269D40C7}	HIDDEN HILLS DRIVE WANAKA 9305	Aib-24	Water Supply	Electrical Equipment	Switchboard			$127,163.96	$127,163.96	$11,459.43	$138,623.40	Indemnity	$21,744.65
Queenstown Lakes District Council	Queenstown Lakes District, Otago	10145240	10142566	231231	{9066EF44-277E-4EB0-A92D-D34D0A70D53E}	PENINSULA ROAD KELVIN HEIGHTS QUEENSTOWN 9300	Aib-24	Sewerage	Structures	Wet Well Lid	2012	21/05/2012	$5,757.42	$5,757.42	$518.83	$6,276.25	Indemnity	$4,674.17
Queenstown Lakes District Council	Queenstown Lakes District, Otago	10145241	10142608	210935	{EC813BBC-0598-4A04-85B0-910A34B3C69A}	4 SHOTOVER DELTA ROAD LOWER SHOTOVER QUEENSTOWN 9304	Aib-24	Sewerage	Structures	Shed			$6,324.44	$6,324.44	$569.93	$6,894.37	Reinstatement	$6,894.37
Queenstown Lakes District Council	Queenstown Lakes District, Otago	10145242	10142643	221315	{6772A231-EDB6-427F-A65D-04E54E1F5C40}	14 WANAKA-LUGGATE HIGHWAY RD 2 WANAKA 9382	Aib-24	Water Supply	Structures	Shed	1993	01/01/1993	$6,324.44	$6,324.44	$569.93	$6,894.37	Indemnity	$3,112.77
Queenstown Lakes District Council	Queenstown Lakes District, Otago	10145243	10142640	211054	{62031361-5EC6-4739-9CAF-9F9D269D40C7}	HIDDEN HILLS DRIVE WANAKA 9305	Aib-24	Water Supply	Structures	Shed			$6,324.44	$6,324.44	$569.93	$6,894.37	Indemnity	$4,509.48
Queenstown Lakes District Council	Queenstown Lakes District, Otago	10145245	10005508	3088	{63031EA5-52EB-43AB-B0B8-1BB5B3456BFF}	SHIEL STREET GLENORCHY 9372	Aib-24	Water Supply	TPBS Valves	Valve	1991	01/01/1991	$4,101.35	$4,101.35	$369.59	$4,470.94	Reinstatement	$4,470.94
Queenstown Lakes District Council	Queenstown Lakes District, Otago	10145246	10142561	3512	{75322284-DBCB-4BEF-9E84-E12969426588}	KAWARAU PLACE FRANKTON QUEENSTOWN 9300	Aib-24	Sewerage	TPBS Valves	Valve	1985	01/01/1985	$2,929.53	$2,929.53	$264.00	$3,193.53	Indemnity	$1,023.78
Queenstown Lakes District Council	Queenstown Lakes District, Otago	10145247	10142547	3450	{AEADAC2C-9FD2-4F50-B20B-CCB6EF8C23A7}	1125 MALAGHANS ROAD RD 1 QUEENSTOWN 9371	Aib-24	Sewerage	TPBS Valves	Valve	2004	01/01/2004	$2,929.53	$2,929.53	$264.00	$3,193.53	Indemnity	$1,746.87
Queenstown Lakes District Council	Queenstown Lakes District, Otago	10145248	10142557	3612	{D3892861-1F27-4A7F-9D74-390EED74B048}	WIDGEON PLACE LAKE HAYES QUEENSTOWN 9304	Aib-24	Sewerage	TPBS Valves	Valve	2006	01/01/2006	$2,343.63	$2,343.63	$211.20	$2,554.82	Indemnity	$1,499.67
Queenstown Lakes District Council	Queenstown Lakes District, Otago	10145249	10005516	209829	{E74399AA-B667-48B1-8E95-76E3CA7E83DC}	LAKE ESPLANADE QUEENSTOWN 9300	Aib-24	Water Supply	TPBS Valves	Valve	1997	01/01/1997	$2,929.53	$2,929.53	$264.00	$3,193.53	Reinstatement	$3,193.53
Queenstown Lakes District Council	Queenstown Lakes District, Otago	10145250	10142538	3714	{55E5F05B-DB4D-4B72-A89E-18C47BF9A71D}	APARTMENT E/54D SARGOOD DRIVE WANAKA 9305	Aib-24	Sewerage	TPBS Valves	Valve	1986	01/01/1986	$2,148.86	$2,148.86	$193.65	$2,342.51	Indemnity	$589.30
Queenstown Lakes District Council	Queenstown Lakes District, Otago	10145251	10142543	3850	{945B4DDC-C814-44AB-8A72-EFE1C552066A}	PISA ROAD	Aib-24	Sewerage	TPBS Valves	Valve	2006	01/01/2006	$977.06	$977.06	$88.05	$1,065.11	Indemnity	$598.97
Queenstown Lakes District Council	Queenstown Lakes District, Otago	10145252	10142618	3307	{96F6CEAE-D7DD-480B-B9D7-E0E01956C4B0}	HOWARDS DRIVE LAKE HAYES QUEENSTOWN 9304	Aib-24	Water Supply	Electrical Equipment	Switchboard	2006	01/01/2006	$149,829.21	$149,829.21	$13,501.92	$163,331.13	Indemnity	$36,295.48
Queenstown Lakes District Council	Queenstown Lakes District, Otago	10145253	10142601	2950	{8B5EA8A0-1142-4E33-8F12-0992C807F3CD}	LAKE ESPLANADE QUEENSTOWN 9300	Aib-24	Water Supply	TPBS Valves	Valve	1998	01/01/1998	$2,148.86	$2,148.86	$193.65	$2,342.51	Indemnity	$1,060.75
Queenstown Lakes District Council	Queenstown Lakes District, Otago	10145254	10142618	241020	{96F6CEAE-D7DD-480B-B9D7-E0E01956C4B0}	HOWARDS DRIVE LAKE HAYES QUEENSTOWN 9304	Aib-24	Water Supply	Electrical Equipment	Turbidity Meter	2013	01/01/2013	$49,764.47	$49,764.47	$4,484.55	$54,249.02	Indemnity	$21,699.41
Queenstown Lakes District Council	Queenstown Lakes District, Otago	10145255	10142627	79453	{7AE69CE2-C9B4-45F2-BCC0-7DCB1E4A6C66}	16 LLOYD DUNN AVENUE RD 2 WANAKA 9305	Aib-24	Sewerage	Electrical Equipment	Pressure Gauge	2008	04/11/2008	$903.13	$903.13	$81.39	$984.52	Reinstatement	$984.52
Queenstown Lakes District Council	Queenstown Lakes District, Otago	10145256	10142589	2799	{B307C4EC-CC6E-407E-9D6C-4861428A5998}	MIDDLESEX STREET ARROWTOWN 9302	Aib-24	Water Supply	TPBS Valves	Valve	2004	01/01/2004	$4,101.35	$4,101.35	$369.59	$4,470.94	Indemnity	$2,474.46
Queenstown Lakes District Council	Queenstown Lakes District, Otago	10145257	10142608	229608	{EC813BBC-0598-4A04-85B0-910A34B3C69A}	4 SHOTOVER DELTA ROAD LOWER SHOTOVER QUEENSTOWN 9304	Aib-24	Sewerage	TPBS Valves	Valve			$3,906.59	$3,906.59	$352.04	$4,258.64	Reinstatement	$4,258.64
Queenstown Lakes District Council	Queenstown Lakes District, Otago	10145258	10142627	79623	{7AE69CE2-C9B4-45F2-BCC0-7DCB1E4A6C66}	16 LLOYD DUNN AVENUE RD 2 WANAKA 9305	Aib-24	Sewerage	TPBS Valves	Valve	2008	04/11/2008	$391.14	$391.14	$35.25	$426.39	Reinstatement	$426.39
Queenstown Lakes District Council	Queenstown Lakes District, Otago	10145259	10142627	79569	{7AE69CE2-C9B4-45F2-BCC0-7DCB1E4A6C66}	16 LLOYD DUNN AVENUE RD 2 WANAKA 9305	Aib-24	Sewerage	TPBS Valves	Valve	2008	04/11/2008	$780.66	$780.66	$70.35	$851.01	Reinstatement	$851.01
Queenstown Lakes District Council	Queenstown Lakes District, Otago	10145260	10142627	79580	{7AE69CE2-C9B4-45F2-BCC0-7DCB1E4A6C66}	16 LLOYD DUNN AVENUE RD 2 WANAKA 9305	Aib-24	Sewerage	TPBS Valves	Valve	2008	04/11/2008	$2,929.53	$2,929.53	$264.00	$3,193.53	Reinstatement	$3,193.53
Queenstown Lakes District Council	Queenstown Lakes District, Otago	10145261	10142608	79234	{EC813BBC-0598-4A04-85B0-910A34B3C69A}	4 SHOTOVER DELTA ROAD LOWER SHOTOVER QUEENSTOWN 9304	Aib-24	Sewerage	Pipework	Pipework			$13,961.36	$13,961.36	$1,258.13	$15,219.50	Reinstatement	$15,219.50
Queenstown Lakes District Council	Queenstown Lakes District, Otago	10145262	10142608	229472	{EC813BBC-0598-4A04-85B0-910A34B3C69A}	4 SHOTOVER DELTA ROAD LOWER SHOTOVER QUEENSTOWN 9304	Aib-24	Sewerage	Electrical Equipment	Pressure Gauge			$903.13	$903.13	$81.39	$984.52	Reinstatement	$984.52
Queenstown Lakes District Council	Queenstown Lakes District, Otago	10145266	10142540	3725	{C8B1DF84-FB15-494B-84FD-6DEC465E0DF0}	26 GORDON ROAD WANAKA 9305	Aib-24	Sewerage	TPBS Valves	Valve	1985	01/01/1985	$2,148.86	$2,148.86	$193.65	$2,342.51	Indemnity	$750.96
Queenstown Lakes District Council	Queenstown Lakes District, Otago	10145267	10142542	3788	{5412AA32-82B5-4D9A-ABC9-E74317CD98C7}	HARRIS PLACE LUGGATE WANAKA 9383	Aib-24	Sewerage	TPBS Valves	Valve	2006	01/01/2006	$977.06	$977.06	$88.05	$1,065.11	Indemnity	$598.97
Queenstown Lakes District Council	Queenstown Lakes District, Otago	10145268	10142557	3609	{D3892861-1F27-4A7F-9D74-390EED74B048}	WIDGEON PLACE LAKE HAYES QUEENSTOWN 9304	Aib-24	Sewerage	TPBS Valves	Valve	2006	01/01/2006	$2,148.86	$2,148.86	$193.65	$2,342.51	Indemnity	$1,375.04
Queenstown Lakes District Council	Queenstown Lakes District, Otago	10145269	10142576	3380	{DED59DCD-261A-4581-BEAA-12D52DDA3AD6}	KINGSTON STREET	Aib-24	Sewerage	Electrical Equipment	Switchboard	1989	01/01/1989	$129,051.55	$129,051.55	$11,629.53	$140,681.08	Indemnity	$6,759.39
Queenstown Lakes District Council	Queenstown Lakes District, Otago	10145270	10142563	3636	{CB7B9861-B30B-4228-84FC-359A0F479C52}	MARINE PARADE QUEENSTOWN 9300	Aib-24	Sewerage	TPBS Valves	Valve	1997	01/01/1997	$4,101.35	$4,101.35	$369.59	$4,470.94	Reinstatement	$4,470.94
Queenstown Lakes District Council	Queenstown Lakes District, Otago	10145271	10142627	79515	{7AE69CE2-C9B4-45F2-BCC0-7DCB1E4A6C66}	16 LLOYD DUNN AVENUE RD 2 WANAKA 9305	Aib-24	Sewerage	TPBS Valves	Valve	2008	04/11/2008	$391.14	$391.14	$35.25	$426.39	Reinstatement	$426.39
Queenstown Lakes District Council	Queenstown Lakes District, Otago	10145273	10142597	3259	{E53D3297-9713-4766-9806-99D9683A4DF7}	MANCHESTER PLACE QUEENSTOWN 9300	Aib-24	Water Supply	TPBS Valves	Valve	1989	01/01/1989	$3,125.92	$3,125.92	$281.69	$3,407.62	Indemnity	$1,169.07
Queenstown Lakes District Council	Queenstown Lakes District, Otago	10145274	10142616	239148	{CEB3A98D-56AF-4112-97B4-9788EEBEF95E}	91 WILDING ROAD RD 1 QUEENSTOWN 9371	Aib-24	Water Supply	Electrical Equipment	Uninterrupted Power			$5,059.55	$5,059.55	$455.94	$5,515.50	Indemnity	$408.55
Queenstown Lakes District Council	Queenstown Lakes District, Otago	10145275	10142567	3527	{1A6BBC63-F933-4C82-9843-88E125325CB4}	CEDAR DRIVE	Aib-24	Sewerage	TPBS Valves	Valve	1970	01/01/1970	$977.06	$977.06	$88.05	$1,065.11	Indemnity	$282.80
Queenstown Lakes District Council	Queenstown Lakes District, Otago	10145276	10142573	3690	{B06B8B8A-D4E6-4CEE-94DC-B61B7504E3BD}	WAIMANA PLACE WANAKA 9305	Aib-24	Sewerage	Electrical Equipment	Switchboard	1991	01/01/1991	$129,051.55	$129,051.55	$11,629.53	$140,681.08	Indemnity	$7,145.64
Queenstown Lakes District Council	Queenstown Lakes District, Otago	10145277	10142688	272737	{E156B2D6-04BB-4E99-9D4E-4711E3E006C8}	LAKEVIEW TERRACE RD 2 WANAKA 9382	Aib-24	Water Supply	Pipework	Pipework	2015	01/10/2015	$10,976.47	$10,976.47	$989.15	$11,965.61	Indemnity	$9,040.61
Queenstown Lakes District Council	Queenstown Lakes District, Otago	10145278	10142585	210091	{767761CE-6F02-4C52-82D7-98197697E501}	WANAKA-MOUNT ASPIRING ROAD WANAKA 9382	Aib-24	Water Supply	TPBS Valves	Valve	1997	01/01/1997	$11,718.13	$11,718.13	$1,055.98	$12,774.12	Indemnity	$6,158.46
Queenstown Lakes District Council	Queenstown Lakes District, Otago	10145279	10142608	229579	{EC813BBC-0598-4A04-85B0-910A34B3C69A}	4 SHOTOVER DELTA ROAD LOWER SHOTOVER QUEENSTOWN 9304	Aib-24	Sewerage	Pipework	Pipework			$13,961.36	$13,961.36	$1,258.13	$15,219.50	Reinstatement	$15,219.50
Queenstown Lakes District Council	Queenstown Lakes District, Otago	10145281	10005516	3137	{E74399AA-B667-48B1-8E95-76E3CA7E83DC}	LAKE ESPLANADE QUEENSTOWN 9300	Aib-24	Water Supply	TPBS Valves	Valve	1997	01/01/1997	$8,790.24	$8,790.24	$792.14	$9,582.37	Reinstatement	$9,582.37
Queenstown Lakes District Council	Queenstown Lakes District, Otago	10145282	10142643	240773	{6772A231-EDB6-427F-A65D-04E54E1F5C40}	14 WANAKA-LUGGATE HIGHWAY RD 2 WANAKA 9382	Aib-24	Water Supply	TPBS Valves	Valve			$11,718.13	$11,718.13	$1,055.98	$12,774.12	Indemnity	$2,973.84
Queenstown Lakes District Council	Queenstown Lakes District, Otago	10145293	10142604	210821	{14EF4B20-0465-4DBA-8FFE-97C7DBFF07C5}	DOMAIN ROAD RD 2 WANAKA 9382	Aib-24	Sewerage	TPBS Valves	Valve			$2,148.86	$2,148.86	$193.65	$2,342.51	Indemnity	$667.88
Queenstown Lakes District Council	Queenstown Lakes District, Otago	10145294	10142540	3726	{C8B1DF84-FB15-494B-84FD-6DEC465E0DF0}	26 GORDON ROAD WANAKA 9305	Aib-24	Sewerage	TPBS Valves	Valve	1985	01/01/1985	$2,148.86	$2,148.86	$193.65	$2,342.51	Indemnity	$750.96
Queenstown Lakes District Council	Queenstown Lakes District, Otago	10145295	10005516	250965	{E74399AA-B667-48B1-8E95-76E3CA7E83DC}	LAKE ESPLANADE QUEENSTOWN 9300	Aib-24	Water Supply	TPBS Valves	Valve	1997	01/01/1997	$5,860.70	$5,860.70	$528.14	$6,388.84	Reinstatement	$6,388.84
Queenstown Lakes District Council	Queenstown Lakes District, Otago	10145296	10142608	210751	{EC813BBC-0598-4A04-85B0-910A34B3C69A}	4 SHOTOVER DELTA ROAD LOWER SHOTOVER QUEENSTOWN 9304	Aib-24	Sewerage	Electrical Equipment	Switchboard	2002	01/01/2002	$159,240.23	$159,240.23	$14,350.00	$173,590.23	Reinstatement	$173,590.23
Queenstown Lakes District Council	Queenstown Lakes District, Otago	10145297	10142627	79558	{7AE69CE2-C9B4-45F2-BCC0-7DCB1E4A6C66}	16 LLOYD DUNN AVENUE RD 2 WANAKA 9305	Aib-24	Sewerage	TPBS Valves	Valve	2008	04/11/2008	$780.66	$780.66	$70.35	$851.01	Reinstatement	$851.01
Queenstown Lakes District Council	Queenstown Lakes District, Otago	10145298	10142688	272731	{E156B2D6-04BB-4E99-9D4E-4711E3E006C8}	LAKEVIEW TERRACE RD 2 WANAKA 9382	Aib-24	Water Supply	Pipework	Pipework	2015	01/10/2015	$10,976.47	$10,976.47	$989.15	$11,965.61	Indemnity	$9,040.61
Queenstown Lakes District Council	Queenstown Lakes District, Otago	10145299	10142608	250946	{EC813BBC-0598-4A04-85B0-910A34B3C69A}	4 SHOTOVER DELTA ROAD LOWER SHOTOVER QUEENSTOWN 9304	Aib-24	Sewerage	TPBS Valves	Valve	2015	01/02/2015	$3,906.59	$3,906.59	$352.04	$4,258.64	Reinstatement	$4,258.64
Queenstown Lakes District Council	Queenstown Lakes District, Otago	10145300	10142627	79552	{7AE69CE2-C9B4-45F2-BCC0-7DCB1E4A6C66}	16 LLOYD DUNN AVENUE RD 2 WANAKA 9305	Aib-24	Sewerage	TPBS Valves	Valve	2008	04/11/2008	$11,718.13	$11,718.13	$1,055.98	$12,774.12	Reinstatement	$12,774.12
Queenstown Lakes District Council	Queenstown Lakes District, Otago	10145301	10142548	216940	{11D272C7-95C7-40F1-AB59-FC7B0216C5DD}	NORFOLK STREET	Aib-24	Sewerage	TPBS Valves	Valve	1994	01/01/1994	$3,906.59	$3,906.59	$352.04	$4,258.64	Indemnity	$1,514.17
Queenstown Lakes District Council	Queenstown Lakes District, Otago	10145302	10142542	3785	{5412AA32-82B5-4D9A-ABC9-E74317CD98C7}	HARRIS PLACE LUGGATE WANAKA 9383	Aib-24	Sewerage	Electrical Equipment	Switchboard	2006	01/01/2006	$56,807.55	$56,807.55	$5,119.24	$61,926.79	Indemnity	$7,863.65
Queenstown Lakes District Council	Queenstown Lakes District, Otago	10145303	10142590	241409	{73B28147-EAB0-4E3A-9195-8603DCE61449}	RUTHERFORD ROAD RD 1 QUEENSTOWN 9371	Aib-24	Water Supply	Pipework	Pipework	2002	01/01/2002	$44,826.47	$44,826.47	$4,039.56	$48,866.02	Indemnity	$27,509.52
Queenstown Lakes District Council	Queenstown Lakes District, Otago	10145304	10142608	229443	{EC813BBC-0598-4A04-85B0-910A34B3C69A}	4 SHOTOVER DELTA ROAD LOWER SHOTOVER QUEENSTOWN 9304	Aib-24	Sewerage	Pipework	Pipework			$13,961.36	$13,961.36	$1,258.13	$15,219.50	Reinstatement	$15,219.50
Queenstown Lakes District Council	Queenstown Lakes District, Otago	10145305	10142581	2833	{CBD8C761-31C7-44E6-9896-6FCD77CC7C54}	MAKARORA-LAKE HAWEA ROAD MAKARORA WANAKA 9382	Aib-24	Water Supply	TPBS Valves	Valve	1991	01/01/1991	$2,148.86	$2,148.86	$193.65	$2,342.51	Indemnity	$832.88
Queenstown Lakes District Council	Queenstown Lakes District, Otago	10145306	10142608	210916	{EC813BBC-0598-4A04-85B0-910A34B3C69A}	4 SHOTOVER DELTA ROAD LOWER SHOTOVER QUEENSTOWN 9304	Aib-24	Sewerage	TPBS Valves	Valve			$11,718.13	$11,718.13	$1,055.98	$12,774.12	Reinstatement	$12,774.12
Queenstown Lakes District Council	Queenstown Lakes District, Otago	10145307	10142627	79518	{7AE69CE2-C9B4-45F2-BCC0-7DCB1E4A6C66}	16 LLOYD DUNN AVENUE RD 2 WANAKA 9305	Aib-24	Sewerage	TPBS Valves	Valve	2008	04/11/2008	$8,790.24	$8,790.24	$792.14	$9,582.37	Reinstatement	$9,582.37
Queenstown Lakes District Council	Queenstown Lakes District, Otago	10145308	10142688	272728	{E156B2D6-04BB-4E99-9D4E-4711E3E006C8}	LAKEVIEW TERRACE RD 2 WANAKA 9382	Aib-24	Water Supply	Pipework	Pipework	2015	01/10/2015	$10,976.47	$10,976.47	$989.15	$11,965.61	Indemnity	$9,040.61
Queenstown Lakes District Council	Queenstown Lakes District, Otago	10145285	10142627	79648	{7AE69CE2-C9B4-45F2-BCC0-7DCB1E4A6C66}	16 LLOYD DUNN AVENUE RD 2 WANAKA 9305	Aib-24	Sewerage	TPBS Valves	Valve	2008	04/11/2008	$11,718.13	$11,718.13	$1,055.98	$12,774.12	Reinstatement	$12,774.12
Queenstown Lakes District Council	Queenstown Lakes District, Otago	10145286	10142620	209814	{06781CC6-B1E9-4E63-B20E-69131BD675AB}	GLENORCHY-QUEENSTOWN ROAD CLOSEBURN QUEENSTOWN 9371	Aib-24	Water Supply	TPBS Valves	Valve			$11,718.13	$11,718.13	$1,055.98	$12,774.12	Indemnity	$454.19
Queenstown Lakes District Council	Queenstown Lakes District, Otago	10145287	10142618	3310	{96F6CEAE-D7DD-480B-B9D7-E0E01956C4B0}	HOWARDS DRIVE LAKE HAYES QUEENSTOWN 9304	Aib-24	Water Supply	TPBS Valves	Valve	2006	01/01/2006	$2,929.53	$2,929.53	$264.00	$3,193.53	Indemnity	$1,874.59
Queenstown Lakes District Council	Queenstown Lakes District, Otago	10145288	10142658	237033	{D458CA5E-B986-47C6-AD40-8359B08B7A97}	13 LAKE AVENUE FRANKTON QUEENSTOWN 9300	Aib-24	Sewerage	Pipework	Pipework	2012	08/08/2012	$1,359.63	$1,359.63	$122.52	$1,482.15	Reinstatement	$1,482.15
Queenstown Lakes District Council	Queenstown Lakes District, Otago	10145289	10142558	79236	{8140ABC2-039A-4444-AE36-570292AD2576}	13 LAKE AVENUE FRANKTON QUEENSTOWN 9300	Aib-24	Sewerage	Pipework	Pipework			$2,220.52	$2,220.52	$200.10	$2,420.62	Indemnity	$789.84
Queenstown Lakes District Council	Queenstown Lakes District, Otago	10145290	10142608	229543	{EC813BBC-0598-4A04-85B0-910A34B3C69A}	4 SHOTOVER DELTA ROAD LOWER SHOTOVER QUEENSTOWN 9304	Aib-24	Sewerage	Pipework	Pipework			$13,961.36	$13,961.36	$1,258.13	$15,219.50	Reinstatement	$15,219.50
Queenstown Lakes District Council	Queenstown Lakes District, Otago	10145291	10142596	3052	{67ACA9CD-4BAF-4091-A481-F42CA9112221}	11A PANNERS WAY QUEENSTOWN 9300	Aib-24	Water Supply	TPBS Valves	Valve	1988	01/01/1988	$2,343.63	$2,343.63	$211.20	$2,554.82	Indemnity	$861.39
Queenstown Lakes District Council	Queenstown Lakes District, Otago	10145310	10005517	210933	{92E161FC-4B0B-4C0F-858E-29A31DE8986E}	GLENORCHY-QUEENSTOWN ROAD CLOSEBURN QUEENSTOWN 9371	Aib-24	Water Supply	TPBS Valves	Valve			$2,929.53	$2,929.53	$264.00	$3,193.53	Reinstatement	$3,193.53
Queenstown Lakes District Council	Queenstown Lakes District, Otago	10145311	10142585	4027	{767761CE-6F02-4C52-82D7-98197697E501}	WANAKA-MOUNT ASPIRING ROAD WANAKA 9382	Aib-24	Water Supply	Pipework	Pipework	1997	01/01/1997	$253,298.81	$253,298.81	$22,826.12	$276,124.93	Indemnity	$140,252.69
Queenstown Lakes District Council	Queenstown Lakes District, Otago	10145312	10142606	4140	{17B7DB13-3757-4ED7-9B8B-44C7DC194176}	101 BALLANTYNE ROAD WANAKA 9305	Aib-24	Sewerage	Pipework	Pipework	2000	01/01/2000	$14,160.80	$14,160.80	$1,276.11	$15,436.91	Indemnity	$8,232.95
Queenstown Lakes District Council	Queenstown Lakes District, Otago	10145314	10142688	272738	{E156B2D6-04BB-4E99-9D4E-4711E3E006C8}	LAKEVIEW TERRACE RD 2 WANAKA 9382	Aib-24	Water Supply	Pipework	Pipework	2015	01/10/2015	$10,976.47	$10,976.47	$989.15	$11,965.61	Indemnity	$9,040.61
Queenstown Lakes District Council	Queenstown Lakes District, Otago	10145315	10142600	210580	{EA00FD14-D04D-4FB9-A0BA-93E642E8E429}	PENINSULA ROAD KELVIN HEIGHTS QUEENSTOWN 9300	Aib-24	Water Supply	Pipework	Pipework	1984	01/01/1984	$2,220.52	$2,220.52	$200.10	$2,420.62	Indemnity	$885.97
Queenstown Lakes District Council	Queenstown Lakes District, Otago	10145316	10142627	79622	{7AE69CE2-C9B4-45F2-BCC0-7DCB1E4A6C66}	16 LLOYD DUNN AVENUE RD 2 WANAKA 9305	Aib-24	Sewerage	TPBS Valves	Valve	2008	04/11/2008	$391.14	$391.14	$35.25	$426.39	Reinstatement	$426.39
Queenstown Lakes District Council	Queenstown Lakes District, Otago	10145317	10005516	3141	{E74399AA-B667-48B1-8E95-76E3CA7E83DC}	LAKE ESPLANADE QUEENSTOWN 9300	Aib-24	Water Supply	TPBS Valves	Valve	1997	01/01/1997	$8,790.24	$8,790.24	$792.14	$9,582.37	Reinstatement	$9,582.37
Queenstown Lakes District Council	Queenstown Lakes District, Otago	10145319	10005517	250942	{92E161FC-4B0B-4C0F-858E-29A31DE8986E}	GLENORCHY-QUEENSTOWN ROAD CLOSEBURN QUEENSTOWN 9371	Aib-24	Water Supply	TPBS Valves	Valve	2011	01/11/2011	$5,860.70	$5,860.70	$528.14	$6,388.84	Reinstatement	$6,388.84
Queenstown Lakes District Council	Queenstown Lakes District, Otago	10145320	10142608	210918	{EC813BBC-0598-4A04-85B0-910A34B3C69A}	4 SHOTOVER DELTA ROAD LOWER SHOTOVER QUEENSTOWN 9304	Aib-24	Sewerage	TPBS Valves	Valve			$11,718.13	$11,718.13	$1,055.98	$12,774.12	Reinstatement	$12,774.12
Queenstown Lakes District Council	Queenstown Lakes District, Otago	10145321	10142627	79607	{7AE69CE2-C9B4-45F2-BCC0-7DCB1E4A6C66}	16 LLOYD DUNN AVENUE RD 2 WANAKA 9305	Aib-24	Sewerage	TPBS Valves	Valve	2008	04/11/2008	$3,125.92	$3,125.92	$281.69	$3,407.62	Reinstatement	$3,407.62
Queenstown Lakes District Council	Queenstown Lakes District, Otago	10145322	10142608	229573	{EC813BBC-0598-4A04-85B0-910A34B3C69A}	4 SHOTOVER DELTA ROAD LOWER SHOTOVER QUEENSTOWN 9304	Aib-24	Sewerage	TPBS Valves	Valve			$3,906.59	$3,906.59	$352.04	$4,258.64	Reinstatement	$4,258.64
Queenstown Lakes District Council	Queenstown Lakes District, Otago	10145326	10005516	3142	{E74399AA-B667-48B1-8E95-76E3CA7E83DC}	LAKE ESPLANADE QUEENSTOWN 9300	Aib-24	Water Supply	TPBS Valves	Valve	1997	01/01/1997	$8,790.24	$8,790.24	$792.14	$9,582.37	Reinstatement	$9,582.37
Queenstown Lakes District Council	Queenstown Lakes District, Otago	10145327	10142540	3728	{C8B1DF84-FB15-494B-84FD-6DEC465E0DF0}	26 GORDON ROAD WANAKA 9305	Aib-24	Sewerage	TPBS Valves	Valve	1985	01/01/1985	$2,148.86	$2,148.86	$193.65	$2,342.51	Indemnity	$750.96
Queenstown Lakes District Council	Queenstown Lakes District, Otago	10145328	10174991	210518	{13AB81C9-3193-4432-BC6E-BD19EB89E1B5}	BUCKINGHAM STREET ARROWTOWN 9302	Aib-24	Water Supply	TPBS Valves	Valve			$977.06	$977.06	$88.05	$1,065.11	Indemnity	$35.73
Queenstown Lakes District Council	Queenstown Lakes District, Otago	10145324	10142636	210056	{E72E6318-3003-43F2-9F40-D8239F7AA13D}	28 STRAINS ROAD RD 1 QUEENSTOWN 9371	Aib-24	Water Supply	TPBS Valves	Valve	2007	01/01/2007	$977.06	$977.06	$88.05	$1,065.11	Indemnity	$643.08
Queenstown Lakes District Council	Queenstown Lakes District, Otago	10145331	10142627	79537	{7AE69CE2-C9B4-45F2-BCC0-7DCB1E4A6C66}	16 LLOYD DUNN AVENUE RD 2 WANAKA 9305	Aib-24	Sewerage	TPBS Valves	Valve	2008	04/11/2008	$8,790.24	$8,790.24	$792.14	$9,582.37	Reinstatement	$9,582.37
Queenstown Lakes District Council	Queenstown Lakes District, Otago	10145333	10142658	237026	{D458CA5E-B986-47C6-AD40-8359B08B7A97}	13 LAKE AVENUE FRANKTON QUEENSTOWN 9300	Aib-24	Sewerage	Pipework	Pipework	2012	08/08/2012	$1,359.63	$1,359.63	$122.52	$1,482.15	Reinstatement	$1,482.15
Queenstown Lakes District Council	Queenstown Lakes District, Otago	10145334	10142608	229429	{EC813BBC-0598-4A04-85B0-910A34B3C69A}	4 SHOTOVER DELTA ROAD LOWER SHOTOVER QUEENSTOWN 9304	Aib-24	Sewerage	Pipework	Pipework			$13,961.36	$13,961.36	$1,258.13	$15,219.50	Reinstatement	$15,219.50
Queenstown Lakes District Council	Queenstown Lakes District, Otago	10145335	10142552	3435	{2190EC7C-4D3B-4B45-B25E-D60E29A287BC}	59 ARROWTOWN-LAKE HAYES ROAD RD 1 QUEENSTOWN 9371	Aib-24	Sewerage	Electrical Equipment	Switchboard	2009	01/07/2009	$428,392.40	$428,392.40	$38,604.75	$466,997.15	Indemnity	$166,041.96
Queenstown Lakes District Council	Queenstown Lakes District, Otago	10145337	10142627	79650	{7AE69CE2-C9B4-45F2-BCC0-7DCB1E4A6C66}	16 LLOYD DUNN AVENUE RD 2 WANAKA 9305	Aib-24	Sewerage	TPBS Valves	Valve	2008	04/11/2008	$11,718.13	$11,718.13	$1,055.98	$12,774.12	Reinstatement	$12,774.12
Queenstown Lakes District Council	Queenstown Lakes District, Otago	10145338	10142554	3469	{5DEDF20F-21CC-4219-BFCC-1771FF6DC8FD}	700 MOKE LAKE ROAD BEN LOMOND QUEENSTOWN 9371	Aib-24	Sewerage	TPBS Valves	Valve	2000	01/01/2000	$11,718.13	$11,718.13	$1,055.98	$12,774.12	Indemnity	$6,212.93
Queenstown Lakes District Council	Queenstown Lakes District, Otago	10145339	10142563	3637	{CB7B9861-B30B-4228-84FC-359A0F479C52}	MARINE PARADE QUEENSTOWN 9300	Aib-24	Sewerage	TPBS Valves	Valve	1997	01/01/1997	$4,101.35	$4,101.35	$369.59	$4,470.94	Reinstatement	$4,470.94
Queenstown Lakes District Council	Queenstown Lakes District, Otago	10145346	10142608	229441	{EC813BBC-0598-4A04-85B0-910A34B3C69A}	4 SHOTOVER DELTA ROAD LOWER SHOTOVER QUEENSTOWN 9304	Aib-24	Sewerage	Pipework	Pipework			$13,961.36	$13,961.36	$1,258.13	$15,219.50	Reinstatement	$15,219.50
Queenstown Lakes District Council	Queenstown Lakes District, Otago	10145348	10142608	229428	{EC813BBC-0598-4A04-85B0-910A34B3C69A}	4 SHOTOVER DELTA ROAD LOWER SHOTOVER QUEENSTOWN 9304	Aib-24	Sewerage	Pipework	Pipework			$13,961.36	$13,961.36	$1,258.13	$15,219.50	Reinstatement	$15,219.50
Queenstown Lakes District Council	Queenstown Lakes District, Otago	10145349	10142608	229587	{EC813BBC-0598-4A04-85B0-910A34B3C69A}	4 SHOTOVER DELTA ROAD LOWER SHOTOVER QUEENSTOWN 9304	Aib-24	Sewerage	Pipework	Pipework			$13,961.36	$13,961.36	$1,258.13	$15,219.50	Reinstatement	$15,219.50
Queenstown Lakes District Council	Queenstown Lakes District, Otago	10145354	10142593	241407	{409601BD-D90E-4E61-9D6C-6B85D0F4DF2D}	WIDGEON PLACE LAKE HAYES QUEENSTOWN 9304	Aib-24	Water Supply	Pipework	Pipework			$36,159.80	$36,159.80	$3,258.55	$39,418.35	Indemnity	$24,526.76
Queenstown Lakes District Council	Queenstown Lakes District, Otago	10145356	10142608	229433	{EC813BBC-0598-4A04-85B0-910A34B3C69A}	4 SHOTOVER DELTA ROAD LOWER SHOTOVER QUEENSTOWN 9304	Aib-24	Sewerage	Pipework	Pipework			$13,961.36	$13,961.36	$1,258.13	$15,219.50	Reinstatement	$15,219.50
Queenstown Lakes District Council	Queenstown Lakes District, Otago	10145358	10142688	272729	{E156B2D6-04BB-4E99-9D4E-4711E3E006C8}	LAKEVIEW TERRACE RD 2 WANAKA 9382	Aib-24	Water Supply	Pipework	Pipework	2015	01/10/2015	$10,976.47	$10,976.47	$989.15	$11,965.61	Indemnity	$9,040.61
Queenstown Lakes District Council	Queenstown Lakes District, Otago	10145359	10142608	229417	{EC813BBC-0598-4A04-85B0-910A34B3C69A}	4 SHOTOVER DELTA ROAD LOWER SHOTOVER QUEENSTOWN 9304	Aib-24	Sewerage	Pipework	Pipework			$13,961.36	$13,961.36	$1,258.13	$15,219.50	Reinstatement	$15,219.50
Queenstown Lakes District Council	Queenstown Lakes District, Otago	10145360	10142688	272724	{E156B2D6-04BB-4E99-9D4E-4711E3E006C8}	LAKEVIEW TERRACE RD 2 WANAKA 9382	Aib-24	Water Supply	Pipework	Pipework	2015	01/10/2015	$2,611.65	$2,611.65	$235.35	$2,847.00	Indemnity	$2,151.04
Queenstown Lakes District Council	Queenstown Lakes District, Otago	10145361	10142658	237023	{D458CA5E-B986-47C6-AD40-8359B08B7A97}	13 LAKE AVENUE FRANKTON QUEENSTOWN 9300	Aib-24	Sewerage	Pipework	Pipework	2012	08/08/2012	$1,359.63	$1,359.63	$122.52	$1,482.15	Reinstatement	$1,482.15
Queenstown Lakes District Council	Queenstown Lakes District, Otago	10145363	10142688	272730	{E156B2D6-04BB-4E99-9D4E-4711E3E006C8}	LAKEVIEW TERRACE RD 2 WANAKA 9382	Aib-24	Water Supply	Pipework	Pipework	2015	01/10/2015	$10,976.47	$10,976.47	$989.15	$11,965.61	Indemnity	$9,040.61
Queenstown Lakes District Council	Queenstown Lakes District, Otago	10145364	10142608	229650	{EC813BBC-0598-4A04-85B0-910A34B3C69A}	4 SHOTOVER DELTA ROAD LOWER SHOTOVER QUEENSTOWN 9304	Aib-24	Sewerage	Pipework	Pipework			$13,961.36	$13,961.36	$1,258.13	$15,219.50	Reinstatement	$15,219.50
Queenstown Lakes District Council	Queenstown Lakes District, Otago	10145365	10142608	229590	{EC813BBC-0598-4A04-85B0-910A34B3C69A}	4 SHOTOVER DELTA ROAD LOWER SHOTOVER QUEENSTOWN 9304	Aib-24	Sewerage	Pipework	Pipework			$13,961.36	$13,961.36	$1,258.13	$15,219.50	Reinstatement	$15,219.50
Queenstown Lakes District Council	Queenstown Lakes District, Otago	10145369	10142608	229424	{EC813BBC-0598-4A04-85B0-910A34B3C69A}	4 SHOTOVER DELTA ROAD LOWER SHOTOVER QUEENSTOWN 9304	Aib-24	Sewerage	Pipework	Pipework			$13,961.36	$13,961.36	$1,258.13	$15,219.50	Reinstatement	$15,219.50
Queenstown Lakes District Council	Queenstown Lakes District, Otago	10145370	10142664	250697	{8B7815F9-F066-4EF4-8660-1250182FF865}	49 FRANKTON ROAD QUEENSTOWN 9300	Aib-24	Water Supply	Electrical Equipment	Pressure Sensor	2014	02/03/2014	$17,170.08	$17,170.08	$1,547.29	$18,717.36	Indemnity	$8,318.75
Queenstown Lakes District Council	Queenstown Lakes District, Otago	10145371	10142688	272739	{E156B2D6-04BB-4E99-9D4E-4711E3E006C8}	LAKEVIEW TERRACE RD 2 WANAKA 9382	Aib-24	Water Supply	Pipework	Pipework	2015	01/10/2015	$62,678.04	$62,678.04	$5,648.26	$68,326.30	Indemnity	$51,623.85
Queenstown Lakes District Council	Queenstown Lakes District, Otago	10145373	10142608	229423	{EC813BBC-0598-4A04-85B0-910A34B3C69A}	4 SHOTOVER DELTA ROAD LOWER SHOTOVER QUEENSTOWN 9304	Aib-24	Sewerage	Pipework	Pipework			$13,961.36	$13,961.36	$1,258.13	$15,219.50	Reinstatement	$15,219.50
Queenstown Lakes District Council	Queenstown Lakes District, Otago	10145377	10142688	272718	{E156B2D6-04BB-4E99-9D4E-4711E3E006C8}	LAKEVIEW TERRACE RD 2 WANAKA 9382	Aib-24	Water Supply	Pipework	Pipework	2015	01/10/2015	$1,997.62	$1,997.62	$180.02	$2,177.64	Indemnity	$1,645.31
Queenstown Lakes District Council	Queenstown Lakes District, Otago	10145379	10142688	272720	{E156B2D6-04BB-4E99-9D4E-4711E3E006C8}	LAKEVIEW TERRACE RD 2 WANAKA 9382	Aib-24	Water Supply	Pipework	Pipework	2015	01/10/2015	$10,976.47	$10,976.47	$989.15	$11,965.61	Indemnity	$9,040.61
Queenstown Lakes District Council	Queenstown Lakes District, Otago	10145383	10142600	210582	{EA00FD14-D04D-4FB9-A0BA-93E642E8E429}	PENINSULA ROAD KELVIN HEIGHTS QUEENSTOWN 9300	Aib-24	Water Supply	Pipework	Pipework	1984	01/01/1984	$2,220.52	$2,220.52	$200.10	$2,420.62	Indemnity	$885.97
Queenstown Lakes District Council	Queenstown Lakes District, Otago	10145384	10142688	272725	{E156B2D6-04BB-4E99-9D4E-4711E3E006C8}	LAKEVIEW TERRACE RD 2 WANAKA 9382	Aib-24	Water Supply	Pipework	Pipework	2015	01/10/2015	$7,219.54	$7,219.54	$650.59	$7,870.13	Indemnity	$5,946.27
Queenstown Lakes District Council	Queenstown Lakes District, Otago	10145385	10142688	272743	{E156B2D6-04BB-4E99-9D4E-4711E3E006C8}	LAKEVIEW TERRACE RD 2 WANAKA 9382	Aib-24	Water Supply	Pipework	Pipework	2015	01/10/2015	$9,601.95	$9,601.95	$865.28	$10,467.23	Indemnity	$7,908.50
Queenstown Lakes District Council	Queenstown Lakes District, Otago	10145393	10142639	211038	{AF4FF693-BC8F-4063-A66B-BEF6C5395D18}	WAN-LUGG HWY	Aib-24	Sewerage	Pipework	Pipework			$1,469.07	$1,469.07	$132.39	$1,601.45	Indemnity	$1,107.17
Queenstown Lakes District Council	Queenstown Lakes District, Otago	10145394	10142608	229578	{EC813BBC-0598-4A04-85B0-910A34B3C69A}	4 SHOTOVER DELTA ROAD LOWER SHOTOVER QUEENSTOWN 9304	Aib-24	Sewerage	Pipework	Pipework			$13,961.36	$13,961.36	$1,258.13	$15,219.50	Reinstatement	$15,219.50
Queenstown Lakes District Council	Queenstown Lakes District, Otago	10145395	10005508	226136	{63031EA5-52EB-43AB-B0B8-1BB5B3456BFF}	SHIEL STREET GLENORCHY 9372	Aib-24	Water Supply	Pipework	Pipework	1991	01/01/1991	$2,220.52	$2,220.52	$200.10	$2,420.62	Reinstatement	$2,420.62
Queenstown Lakes District Council	Queenstown Lakes District, Otago	10145396	10142608	229580	{EC813BBC-0598-4A04-85B0-910A34B3C69A}	4 SHOTOVER DELTA ROAD LOWER SHOTOVER QUEENSTOWN 9304	Aib-24	Sewerage	Pipework	Pipework			$13,961.36	$13,961.36	$1,258.13	$15,219.50	Reinstatement	$15,219.50
Queenstown Lakes District Council	Queenstown Lakes District, Otago	10145398	10142558	79237	{8140ABC2-039A-4444-AE36-570292AD2576}	13 LAKE AVENUE FRANKTON QUEENSTOWN 9300	Aib-24	Sewerage	Pipework	Pipework			$2,220.52	$2,220.52	$200.10	$2,420.62	Indemnity	$789.84
Queenstown Lakes District Council	Queenstown Lakes District, Otago	10145400	10142688	272721	{E156B2D6-04BB-4E99-9D4E-4711E3E006C8}	LAKEVIEW TERRACE RD 2 WANAKA 9382	Aib-24	Water Supply	Pipework	Pipework	2015	01/10/2015	$2,611.65	$2,611.65	$235.35	$2,847.00	Indemnity	$2,151.04
Queenstown Lakes District Council	Queenstown Lakes District, Otago	10145401	10142688	272744	{E156B2D6-04BB-4E99-9D4E-4711E3E006C8}	LAKEVIEW TERRACE RD 2 WANAKA 9382	Aib-24	Water Supply	Pipework	Pipework	2015	01/10/2015	$3,919.92	$3,919.92	$353.25	$4,273.17	Indemnity	$3,228.59
Queenstown Lakes District Council	Queenstown Lakes District, Otago	10145403	10142568	217362	{8523046E-B0EC-4155-A27B-D667AE130C1B}	GLENORCHY-QUEENSTOWN ROAD CLOSEBURN QUEENSTOWN 9371	Aib-24	Sewerage	TPBS Valves	Valve	2009	01/08/2009	$2,148.86	$2,148.86	$193.65	$2,342.51	Indemnity	$1,492.91
Queenstown Lakes District Council	Queenstown Lakes District, Otago	10145404	10142688	272709	{E156B2D6-04BB-4E99-9D4E-4711E3E006C8}	LAKEVIEW TERRACE RD 2 WANAKA 9382	Aib-24	Water Supply	Pipework	Pipework	2015	01/10/2015	$16,658.48	$16,658.48	$1,501.19	$18,159.66	Indemnity	$13,720.51
Queenstown Lakes District Council	Queenstown Lakes District, Otago	10145405	10142597	210041	{E53D3297-9713-4766-9806-99D9683A4DF7}	MANCHESTER PLACE QUEENSTOWN 9300	Aib-24	Water Supply	TPBS Valves	Valve	1989	01/01/1989	$3,125.92	$3,125.92	$281.69	$3,407.62	Indemnity	$1,169.07
Queenstown Lakes District Council	Queenstown Lakes District, Otago	10145407	10142688	272752	{E156B2D6-04BB-4E99-9D4E-4711E3E006C8}	LAKEVIEW TERRACE RD 2 WANAKA 9382	Aib-24	Water Supply	Pumps	Pump	2015	01/10/2015	$16,231.40	$16,231.40	$1,462.70	$17,694.09	Indemnity	$8,650.37
Queenstown Lakes District Council	Queenstown Lakes District, Otago	10145408	10142568	3681	{8523046E-B0EC-4155-A27B-D667AE130C1B}	GLENORCHY-QUEENSTOWN ROAD CLOSEBURN QUEENSTOWN 9371	Aib-24	Sewerage	TPBS Valves	Valve	2004	01/01/2004	$2,148.86	$2,148.86	$193.65	$2,342.51	Indemnity	$1,296.47
Queenstown Lakes District Council	Queenstown Lakes District, Otago	10145409	10142688	272754	{E156B2D6-04BB-4E99-9D4E-4711E3E006C8}	LAKEVIEW TERRACE RD 2 WANAKA 9382	Aib-24	Water Supply	TPBS Valves	Valve	2015	01/10/2015	$5,531.67	$5,531.67	$498.49	$6,030.16	Indemnity	$4,395.28
Queenstown Lakes District Council	Queenstown Lakes District, Otago	10145410	10142627	79539	{7AE69CE2-C9B4-45F2-BCC0-7DCB1E4A6C66}	16 LLOYD DUNN AVENUE RD 2 WANAKA 9305	Aib-24	Sewerage	TPBS Valves	Valve	2008	04/11/2008	$8,790.24	$8,790.24	$792.14	$9,582.37	Reinstatement	$9,582.37
Queenstown Lakes District Council	Queenstown Lakes District, Otago	10145411	10142594	2912	{E616D674-93A2-4D96-B069-CD60323E1486}	GLENDA DRIVE	Aib-24	Water Supply	Electrical Equipment	Telemetry	1999	01/01/1999	$50,476.61	$50,476.61	$4,548.72	$55,025.33	Indemnity	$3,623.03
Queenstown Lakes District Council	Queenstown Lakes District, Otago	10145412	10142608	229399	{EC813BBC-0598-4A04-85B0-910A34B3C69A}	4 SHOTOVER DELTA ROAD LOWER SHOTOVER QUEENSTOWN 9304	Aib-24	Sewerage	TPBS Valves	Solenoid Valve			$1,001.60	$1,001.60	$90.26	$1,091.86	Reinstatement	$1,091.86
Queenstown Lakes District Council	Queenstown Lakes District, Otago	10145413	10142584	3006	{BA75368B-EB32-42CE-B5DB-1FEB1B136268}	20 ANDERSON ROAD WANAKA 9305	Aib-24	Water Supply	Electrical Equipment	Telemetry			$50,476.61	$50,476.61	$4,548.72	$55,025.33	Indemnity	$2,643.84
Queenstown Lakes District Council	Queenstown Lakes District, Otago	10145414	10142608	210914	{EC813BBC-0598-4A04-85B0-910A34B3C69A}	4 SHOTOVER DELTA ROAD LOWER SHOTOVER QUEENSTOWN 9304	Aib-24	Sewerage	TPBS Valves	Valve			$11,718.13	$11,718.13	$1,055.98	$12,774.12	Reinstatement	$12,774.12
Queenstown Lakes District Council	Queenstown Lakes District, Otago	10145421	10142608	229442	{EC813BBC-0598-4A04-85B0-910A34B3C69A}	4 SHOTOVER DELTA ROAD LOWER SHOTOVER QUEENSTOWN 9304	Aib-24	Sewerage	Pipework	Pipework			$13,961.36	$13,961.36	$1,258.13	$15,219.50	Reinstatement	$15,219.50
Queenstown Lakes District Council	Queenstown Lakes District, Otago	10145424	10142608	229438	{EC813BBC-0598-4A04-85B0-910A34B3C69A}	4 SHOTOVER DELTA ROAD LOWER SHOTOVER QUEENSTOWN 9304	Aib-24	Sewerage	Pipework	Pipework			$13,961.36	$13,961.36	$1,258.13	$15,219.50	Reinstatement	$15,219.50
Queenstown Lakes District Council	Queenstown Lakes District, Otago	10145428	10142688	272732	{E156B2D6-04BB-4E99-9D4E-4711E3E006C8}	LAKEVIEW TERRACE RD 2 WANAKA 9382	Aib-24	Water Supply	Pipework	Pipework	2015	01/10/2015	$10,976.47	$10,976.47	$989.15	$11,965.61	Indemnity	$9,040.61
Queenstown Lakes District Council	Queenstown Lakes District, Otago	10145429	10142658	237027	{D458CA5E-B986-47C6-AD40-8359B08B7A97}	13 LAKE AVENUE FRANKTON QUEENSTOWN 9300	Aib-24	Sewerage	Pipework	Pipework	2012	08/08/2012	$1,359.63	$1,359.63	$122.52	$1,482.15	Reinstatement	$1,482.15
Queenstown Lakes District Council	Queenstown Lakes District, Otago	10145450	10005516	3135	{E74399AA-B667-48B1-8E95-76E3CA7E83DC}	LAKE ESPLANADE QUEENSTOWN 9300	Aib-24	Water Supply	TPBS Valves	Valve	1997	01/01/1997	$8,790.24	$8,790.24	$792.14	$9,582.37	Reinstatement	$9,582.37
Queenstown Lakes District Council	Queenstown Lakes District, Otago	10145452	10142627	79522	{7AE69CE2-C9B4-45F2-BCC0-7DCB1E4A6C66}	16 LLOYD DUNN AVENUE RD 2 WANAKA 9305	Aib-24	Sewerage	TPBS Valves	Valve	2008	04/11/2008	$391.14	$391.14	$35.25	$426.39	Reinstatement	$426.39
Queenstown Lakes District Council	Queenstown Lakes District, Otago	10145453	10005504	3161	{D45D83B1-FE65-41B2-9D42-BB08E80F3FA6}	ANDERSON ROAD WANAKA 9305	Aib-24	Water Supply	TPBS Valves	Valve	1989	01/01/1989	$4,101.35	$4,101.35	$369.59	$4,470.94	Reinstatement	$4,470.94
Queenstown Lakes District Council	Queenstown Lakes District, Otago	10145454	10142608	229430	{EC813BBC-0598-4A04-85B0-910A34B3C69A}	4 SHOTOVER DELTA ROAD LOWER SHOTOVER QUEENSTOWN 9304	Aib-24	Sewerage	Pipework	Pipework			$13,961.36	$13,961.36	$1,258.13	$15,219.50	Reinstatement	$15,219.50
Queenstown Lakes District Council	Queenstown Lakes District, Otago	10145455	10005504	3163	{D45D83B1-FE65-41B2-9D42-BB08E80F3FA6}	ANDERSON ROAD WANAKA 9305	Aib-24	Water Supply	TPBS Valves	Valve	1989	01/01/1989	$2,929.53	$2,929.53	$264.00	$3,193.53	Reinstatement	$3,193.53
Queenstown Lakes District Council	Queenstown Lakes District, Otago	10145456	10142558	3489	{8140ABC2-039A-4444-AE36-570292AD2576}	13 LAKE AVENUE FRANKTON QUEENSTOWN 9300	Aib-24	Sewerage	TPBS Valves	Valve	2014	01/05/2014	$4,101.35	$4,101.35	$369.59	$4,470.94	Indemnity	$3,333.14
Queenstown Lakes District Council	Queenstown Lakes District, Otago	10145457	10142688	272767	{E156B2D6-04BB-4E99-9D4E-4711E3E006C8}	LAKEVIEW TERRACE RD 2 WANAKA 9382	Aib-24	Water Supply	TPBS Valves	Valve	2015	01/10/2015	$2,304.63	$2,304.63	$207.68	$2,512.32	Indemnity	$1,831.18
Queenstown Lakes District Council	Queenstown Lakes District, Otago	10145458	10142688	272768	{E156B2D6-04BB-4E99-9D4E-4711E3E006C8}	LAKEVIEW TERRACE RD 2 WANAKA 9382	Aib-24	Water Supply	TPBS Valves	Valve	2015	01/10/2015	$2,304.63	$2,304.63	$207.68	$2,512.32	Indemnity	$1,831.18
Queenstown Lakes District Council	Queenstown Lakes District, Otago	10145459	10142627	79594	{7AE69CE2-C9B4-45F2-BCC0-7DCB1E4A6C66}	16 LLOYD DUNN AVENUE RD 2 WANAKA 9305	Aib-24	Sewerage	TPBS Valves	Valve	2008	04/11/2008	$1,366.57	$1,366.57	$123.15	$1,489.71	Reinstatement	$1,489.71
Queenstown Lakes District Council	Queenstown Lakes District, Otago	10145460	10142627	79508	{7AE69CE2-C9B4-45F2-BCC0-7DCB1E4A6C66}	16 LLOYD DUNN AVENUE RD 2 WANAKA 9305	Aib-24	Sewerage	TPBS Valves	Valve	2008	04/11/2008	$1,366.57	$1,366.57	$123.15	$1,489.71	Reinstatement	$1,489.71
Queenstown Lakes District Council	Queenstown Lakes District, Otago	10145461	10142612	3336	{DDCEFCDD-2583-405A-963C-820BA4D54166}	PLANTATION ROAD WANAKA 9305	Aib-24	Water Supply	Pumps	Pump	2003	01/01/2003	$55,247.22	$55,247.22	$4,978.63	$60,225.85	Indemnity	$4,655.10
Queenstown Lakes District Council	Queenstown Lakes District, Otago	10145462	10142608	229583	{EC813BBC-0598-4A04-85B0-910A34B3C69A}	4 SHOTOVER DELTA ROAD LOWER SHOTOVER QUEENSTOWN 9304	Aib-24	Sewerage	Pipework	Pipework			$13,961.36	$13,961.36	$1,258.13	$15,219.50	Reinstatement	$15,219.50
Queenstown Lakes District Council	Queenstown Lakes District, Otago	10145463	10142582	210722	{477EA4C2-25BA-4D6A-BEC9-539B3FCAF720}	BEACON POINT ROAD WANAKA 9305	Aib-24	Water Supply	TPBS Valves	Valve			$11,718.13	$11,718.13	$1,055.98	$12,774.12	Reinstatement	$12,774.12
Queenstown Lakes District Council	Queenstown Lakes District, Otago	10145464	10142594	2920	{E616D674-93A2-4D96-B069-CD60323E1486}	GLENDA DRIVE	Aib-24	Water Supply	TPBS Valves	Valve	1999	01/01/1999	$2,148.86	$2,148.86	$193.65	$2,342.51	Indemnity	$1,100.04
Queenstown Lakes District Council	Queenstown Lakes District, Otago	10145465	10142584	2992	{BA75368B-EB32-42CE-B5DB-1FEB1B136268}	20 ANDERSON ROAD WANAKA 9305	Aib-24	Water Supply	TPBS Valves	Valve	1989	01/01/1989	$2,929.53	$2,929.53	$264.00	$3,193.53	Indemnity	$1,095.63
Queenstown Lakes District Council	Queenstown Lakes District, Otago	10145466	10142627	79524	{7AE69CE2-C9B4-45F2-BCC0-7DCB1E4A6C66}	16 LLOYD DUNN AVENUE RD 2 WANAKA 9305	Aib-24	Sewerage	TPBS Valves	Valve	2008	04/11/2008	$391.14	$391.14	$35.25	$426.39	Reinstatement	$426.39
Queenstown Lakes District Council	Queenstown Lakes District, Otago	10145435	10142608	229585	{EC813BBC-0598-4A04-85B0-910A34B3C69A}	4 SHOTOVER DELTA ROAD LOWER SHOTOVER QUEENSTOWN 9304	Aib-24	Sewerage	Pipework	Pipework			$13,961.36	$13,961.36	$1,258.13	$15,219.50	Reinstatement	$15,219.50
Queenstown Lakes District Council	Queenstown Lakes District, Otago	10145440	10142627	79570	{7AE69CE2-C9B4-45F2-BCC0-7DCB1E4A6C66}	16 LLOYD DUNN AVENUE RD 2 WANAKA 9305	Aib-24	Sewerage	TPBS Valves	Valve	2008	04/11/2008	$780.66	$780.66	$70.35	$851.01	Reinstatement	$851.01
Queenstown Lakes District Council	Queenstown Lakes District, Otago	10145441	10142543	3848	{945B4DDC-C814-44AB-8A72-EFE1C552066A}	PISA ROAD	Aib-24	Sewerage	TPBS Valves	Valve	2006	01/01/2006	$977.06	$977.06	$88.05	$1,065.11	Indemnity	$598.97
Queenstown Lakes District Council	Queenstown Lakes District, Otago	10145442	10142608	229461	{EC813BBC-0598-4A04-85B0-910A34B3C69A}	4 SHOTOVER DELTA ROAD LOWER SHOTOVER QUEENSTOWN 9304	Aib-24	Sewerage	Pipework	Pipework			$13,961.36	$13,961.36	$1,258.13	$15,219.50	Reinstatement	$15,219.50
Queenstown Lakes District Council	Queenstown Lakes District, Otago	10145443	10142589	2797	{B307C4EC-CC6E-407E-9D6C-4861428A5998}	MIDDLESEX STREET ARROWTOWN 9302	Aib-24	Water Supply	TPBS Valves	Valve	2004	01/01/2004	$3,125.92	$3,125.92	$281.69	$3,407.62	Indemnity	$1,885.96
Queenstown Lakes District Council	Queenstown Lakes District, Otago	10145444	10142608	229394	{EC813BBC-0598-4A04-85B0-910A34B3C69A}	4 SHOTOVER DELTA ROAD LOWER SHOTOVER QUEENSTOWN 9304	Aib-24	Sewerage	TPBS Valves	Valve			$3,906.59	$3,906.59	$352.04	$4,258.64	Reinstatement	$4,258.64
Queenstown Lakes District Council	Queenstown Lakes District, Otago	10145469	10142600	210417	{EA00FD14-D04D-4FB9-A0BA-93E642E8E429}	PENINSULA ROAD KELVIN HEIGHTS QUEENSTOWN 9300	Aib-24	Water Supply	TPBS Valves	Valve	1984	01/01/1984	$1,366.57	$1,366.57	$123.15	$1,489.71	Indemnity	$324.80
Queenstown Lakes District Council	Queenstown Lakes District, Otago	10145470	10142610	3202	{7F1A6410-C3B4-40D2-BE28-63D256777D52}	MAKARORA-LAKE HAWEA ROAD MAKARORA WANAKA 9382	Aib-24	Water Supply	Pumps	Pump	2003	01/01/2003	$67,070.55	$67,070.55	$6,044.09	$73,114.64	Indemnity	$5,651.32
Queenstown Lakes District Council	Queenstown Lakes District, Otago	10145471	10005506	3171	{EB1CA1D9-723D-42A6-8D0D-016D90DCFFF8}	WANAKA-MOUNT ASPIRING ROAD WANAKA 9382	Aib-24	Water Supply	TPBS Valves	Valve	1990	01/01/1990	$2,148.86	$2,148.86	$193.65	$2,342.51	Reinstatement	$2,342.51
Queenstown Lakes District Council	Queenstown Lakes District, Otago	10145472	10142627	79608	{7AE69CE2-C9B4-45F2-BCC0-7DCB1E4A6C66}	16 LLOYD DUNN AVENUE RD 2 WANAKA 9305	Aib-24	Sewerage	TPBS Valves	Valve	2008	04/11/2008	$3,125.92	$3,125.92	$281.69	$3,407.62	Reinstatement	$3,407.62
Queenstown Lakes District Council	Queenstown Lakes District, Otago	10145474	10142563	3635	{CB7B9861-B30B-4228-84FC-359A0F479C52}	MARINE PARADE QUEENSTOWN 9300	Aib-24	Sewerage	TPBS Valves	Valve	1997	01/01/1997	$4,101.35	$4,101.35	$369.59	$4,470.94	Reinstatement	$4,470.94
Queenstown Lakes District Council	Queenstown Lakes District, Otago	10145479	10005508	226135	{63031EA5-52EB-43AB-B0B8-1BB5B3456BFF}	SHIEL STREET GLENORCHY 9372	Aib-24	Water Supply	Pipework	Pipework	1991	01/01/1991	$2,220.52	$2,220.52	$200.10	$2,420.62	Reinstatement	$2,420.62
Queenstown Lakes District Council	Queenstown Lakes District, Otago	10145480	10142627	79560	{7AE69CE2-C9B4-45F2-BCC0-7DCB1E4A6C66}	16 LLOYD DUNN AVENUE RD 2 WANAKA 9305	Aib-24	Sewerage	TPBS Valves	Valve	2008	04/11/2008	$1,366.57	$1,366.57	$123.15	$1,489.71	Reinstatement	$1,489.71
Queenstown Lakes District Council	Queenstown Lakes District, Otago	10145481	10005507	3109	{A8C199A0-C5B2-4990-994B-AF9EB468DB56}	ATKINS ROAD LUGGATE WANAKA 9382	Aib-24	Water Supply	TPBS Valves	Valve	2000	01/01/2000	$977.06	$977.06	$88.05	$1,065.11	Reinstatement	$1,065.11
Queenstown Lakes District Council	Queenstown Lakes District, Otago	10145482	10142608	229400	{EC813BBC-0598-4A04-85B0-910A34B3C69A}	4 SHOTOVER DELTA ROAD LOWER SHOTOVER QUEENSTOWN 9304	Aib-24	Sewerage	TPBS Valves	Valve			$3,906.59	$3,906.59	$352.04	$4,258.64	Reinstatement	$4,258.64
Queenstown Lakes District Council	Queenstown Lakes District, Otago	10145483	10142597	244112	{E53D3297-9713-4766-9806-99D9683A4DF7}	MANCHESTER PLACE QUEENSTOWN 9300	Aib-24	Water Supply	TPBS Valves	Valve	2013	20/05/2013	$5,860.70	$5,860.70	$528.14	$6,388.84	Indemnity	$4,429.56
Queenstown Lakes District Council	Queenstown Lakes District, Otago	10145484	10142600	210419	{EA00FD14-D04D-4FB9-A0BA-93E642E8E429}	PENINSULA ROAD KELVIN HEIGHTS QUEENSTOWN 9300	Aib-24	Water Supply	TPBS Valves	Valve	1984	01/01/1984	$1,366.57	$1,366.57	$123.15	$1,489.71	Indemnity	$324.80
Queenstown Lakes District Council	Queenstown Lakes District, Otago	10145485	10142627	79503	{7AE69CE2-C9B4-45F2-BCC0-7DCB1E4A6C66}	16 LLOYD DUNN AVENUE RD 2 WANAKA 9305	Aib-24	Sewerage	TPBS Valves	Valve	2008	04/11/2008	$391.14	$391.14	$35.25	$426.39	Reinstatement	$426.39
Queenstown Lakes District Council	Queenstown Lakes District, Otago	10145486	10005507	3108	{A8C199A0-C5B2-4990-994B-AF9EB468DB56}	ATKINS ROAD LUGGATE WANAKA 9382	Aib-24	Water Supply	TPBS Valves	Valve	2000	01/01/2000	$977.06	$977.06	$88.05	$1,065.11	Reinstatement	$1,065.11
Queenstown Lakes District Council	Queenstown Lakes District, Otago	10145487	10142547	3451	{AEADAC2C-9FD2-4F50-B20B-CCB6EF8C23A7}	1125 MALAGHANS ROAD RD 1 QUEENSTOWN 9371	Aib-24	Sewerage	TPBS Valves	Valve	2004	01/01/2004	$2,929.53	$2,929.53	$264.00	$3,193.53	Indemnity	$1,746.87
Queenstown Lakes District Council	Queenstown Lakes District, Otago	10145488	10142600	210421	{EA00FD14-D04D-4FB9-A0BA-93E642E8E429}	PENINSULA ROAD KELVIN HEIGHTS QUEENSTOWN 9300	Aib-24	Water Supply	TPBS Valves	Valve	1984	01/01/1984	$11,718.13	$11,718.13	$1,055.98	$12,774.12	Indemnity	$2,785.11
Queenstown Lakes District Council	Queenstown Lakes District, Otago	10145489	10142688	272710	{E156B2D6-04BB-4E99-9D4E-4711E3E006C8}	LAKEVIEW TERRACE RD 2 WANAKA 9382	Aib-24	Water Supply	Pipework	Pipework	2015	01/10/2015	$33,316.95	$33,316.95	$3,002.37	$36,319.32	Indemnity	$27,441.02
Queenstown Lakes District Council	Queenstown Lakes District, Otago	10145491	10142634	217260	{3F54E71F-EAD9-4A6F-B04D-907BB9BDE28F}	28 STRAINS ROAD RD 1 QUEENSTOWN 9371	Aib-24	Sewerage	TPBS Valves	Valve	2007	01/01/2007	$2,343.63	$2,343.63	$211.20	$2,554.82	Indemnity	$1,542.52
Queenstown Lakes District Council	Queenstown Lakes District, Otago	10145492	10142627	79512	{7AE69CE2-C9B4-45F2-BCC0-7DCB1E4A6C66}	16 LLOYD DUNN AVENUE RD 2 WANAKA 9305	Aib-24	Sewerage	TPBS Valves	Valve	2008	04/11/2008	$391.14	$391.14	$35.25	$426.39	Reinstatement	$426.39
Queenstown Lakes District Council	Queenstown Lakes District, Otago	10145432	10142688	272736	{E156B2D6-04BB-4E99-9D4E-4711E3E006C8}	LAKEVIEW TERRACE RD 2 WANAKA 9382	Aib-24	Water Supply	Pipework	Pipework	2015	01/10/2015	$10,976.47	$10,976.47	$989.15	$11,965.61	Indemnity	$9,040.61
Queenstown Lakes District Council	Queenstown Lakes District, Otago	10145494	10142547	3449	{AEADAC2C-9FD2-4F50-B20B-CCB6EF8C23A7}	1125 MALAGHANS ROAD RD 1 QUEENSTOWN 9371	Aib-24	Sewerage	TPBS Valves	Valve	2004	01/01/2004	$2,929.53	$2,929.53	$264.00	$3,193.53	Indemnity	$1,746.87
Queenstown Lakes District Council	Queenstown Lakes District, Otago	10145495	10142590	241408	{73B28147-EAB0-4E3A-9195-8603DCE61449}	RUTHERFORD ROAD RD 1 QUEENSTOWN 9371	Aib-24	Water Supply	Pipework	Pipework	2002	01/01/2002	$44,826.47	$44,826.47	$4,039.56	$48,866.02	Indemnity	$27,509.52
Queenstown Lakes District Council	Queenstown Lakes District, Otago	10145499	10142639	217413	{AF4FF693-BC8F-4063-A66B-BEF6C5395D18}	WAN-LUGG HWY	Aib-24	Sewerage	TPBS Valves	Valve	2005	10/11/2005	$391.14	$391.14	$35.25	$426.39	Indemnity	$243.14
Queenstown Lakes District Council	Queenstown Lakes District, Otago	10145500	10142608	229586	{EC813BBC-0598-4A04-85B0-910A34B3C69A}	4 SHOTOVER DELTA ROAD LOWER SHOTOVER QUEENSTOWN 9304	Aib-24	Sewerage	Pipework	Pipework			$13,961.36	$13,961.36	$1,258.13	$15,219.50	Reinstatement	$15,219.50
Queenstown Lakes District Council	Queenstown Lakes District, Otago	10145448	10142688	272742	{E156B2D6-04BB-4E99-9D4E-4711E3E006C8}	LAKEVIEW TERRACE RD 2 WANAKA 9382	Aib-24	Water Supply	Pipework	Pipework	2015	01/10/2015	$5,095.74	$5,095.74	$459.20	$5,554.94	Indemnity	$4,197.03
Queenstown Lakes District Council	Queenstown Lakes District, Otago	10145505	10142627	79567	{7AE69CE2-C9B4-45F2-BCC0-7DCB1E4A6C66}	16 LLOYD DUNN AVENUE RD 2 WANAKA 9305	Aib-24	Sewerage	TPBS Valves	Valve	2008	04/11/2008	$780.66	$780.66	$70.35	$851.01	Reinstatement	$851.01
Queenstown Lakes District Council	Queenstown Lakes District, Otago	10145508	10142611	210732	{6AB85459-F98F-4B45-BF58-32E06558AD54}	KIRIMOKO CRESCENT WANAKA 9305	Aib-24	Water Supply	TPBS Valves	Valve			$11,718.13	$11,718.13	$1,055.98	$12,774.12	Indemnity	$6,855.65
Queenstown Lakes District Council	Queenstown Lakes District, Otago	10145509	10142658	237010	{D458CA5E-B986-47C6-AD40-8359B08B7A97}	13 LAKE AVENUE FRANKTON QUEENSTOWN 9300	Aib-24	Sewerage	TPBS Valves	Valve	2012	08/08/2012	$22,266.09	$22,266.09	$2,006.52	$24,272.61	Reinstatement	$24,272.61
Queenstown Lakes District Council	Queenstown Lakes District, Otago	10145510	10142608	229431	{EC813BBC-0598-4A04-85B0-910A34B3C69A}	4 SHOTOVER DELTA ROAD LOWER SHOTOVER QUEENSTOWN 9304	Aib-24	Sewerage	Pipework	Pipework			$13,961.36	$13,961.36	$1,258.13	$15,219.50	Reinstatement	$15,219.50
Queenstown Lakes District Council	Queenstown Lakes District, Otago	10145511	10142541	3764	{825A7785-0034-4D76-AC9A-117E32A14E38}	BALLANTYNE ROAD RD 2 WANAKA 9382	Aib-24	Sewerage	TPBS Valves	Valve	2003	01/01/2003	$2,343.63	$2,343.63	$211.20	$2,554.82	Indemnity	$1,371.13
Queenstown Lakes District Council	Queenstown Lakes District, Otago	10145512	10142626	216862	{FE08E59C-05A5-4DFE-AC48-E6BED98B0C33}	ALBERTOWN	Aib-24	Sewerage	TPBS Valves	Valve	2008	04/11/2008	$11,718.13	$11,718.13	$1,055.98	$12,774.12	Indemnity	$7,926.84
Queenstown Lakes District Council	Queenstown Lakes District, Otago	10145513	10142611	210807	{6AB85459-F98F-4B45-BF58-32E06558AD54}	KIRIMOKO CRESCENT WANAKA 9305	Aib-24	Water Supply	Structures	Temporary Storage			$3,654.11	$3,654.11	$329.29	$3,983.41	Indemnity	$307.89
Queenstown Lakes District Council	Queenstown Lakes District, Otago	10145514	10142608	229425	{EC813BBC-0598-4A04-85B0-910A34B3C69A}	4 SHOTOVER DELTA ROAD LOWER SHOTOVER QUEENSTOWN 9304	Aib-24	Sewerage	Pipework	Pipework			$13,961.36	$13,961.36	$1,258.13	$15,219.50	Reinstatement	$15,219.50
Queenstown Lakes District Council	Queenstown Lakes District, Otago	10145539	10142608	229599	{EC813BBC-0598-4A04-85B0-910A34B3C69A}	4 SHOTOVER DELTA ROAD LOWER SHOTOVER QUEENSTOWN 9304	Aib-24	Sewerage	TPBS Valves	Valve			$3,906.59	$3,906.59	$352.04	$4,258.64	Reinstatement	$4,258.64
Queenstown Lakes District Council	Queenstown Lakes District, Otago	10145540	10142561	210258	{75322284-DBCB-4BEF-9E84-E12969426588}	KAWARAU PLACE FRANKTON QUEENSTOWN 9300	Aib-24	Sewerage	TPBS Valves	Valve	2009	27/10/2009	$2,929.53	$2,929.53	$264.00	$3,193.53	Indemnity	$2,035.27
Queenstown Lakes District Council	Queenstown Lakes District, Otago	10145541	10142613	210101	{A8583AED-3506-4687-84A0-9DB24649ADD6}	WANAKA-MOUNT ASPIRING ROAD WANAKA 9382	Aib-24	Water Supply	TPBS Valves	Valve			$11,718.13	$11,718.13	$1,055.98	$12,774.12	Indemnity	$4,055.24
Queenstown Lakes District Council	Queenstown Lakes District, Otago	10145542	10142554	3468	{5DEDF20F-21CC-4219-BFCC-1771FF6DC8FD}	700 MOKE LAKE ROAD BEN LOMOND QUEENSTOWN 9371	Aib-24	Sewerage	TPBS Valves	Valve	2000	01/01/2000	$11,718.13	$11,718.13	$1,055.98	$12,774.12	Indemnity	$6,212.93
Queenstown Lakes District Council	Queenstown Lakes District, Otago	10145543	10005503	210743	{0D6C5C1F-C741-4AE3-9003-F1942042F536}	BEACON POINT ROAD WANAKA 9305	Aib-24	Water Supply	TPBS Valves	Valve			$32,812.42	$32,812.42	$2,956.90	$35,769.32	Reinstatement	$35,769.32
Queenstown Lakes District Council	Queenstown Lakes District, Otago	10145544	10142601	2956	{8B5EA8A0-1142-4E33-8F12-0992C807F3CD}	LAKE ESPLANADE QUEENSTOWN 9300	Aib-24	Water Supply	TPBS Valves	Valve	1998	01/01/1998	$4,101.35	$4,101.35	$369.59	$4,470.94	Indemnity	$2,024.56
Queenstown Lakes District Council	Queenstown Lakes District, Otago	10145545	10142600	2861	{EA00FD14-D04D-4FB9-A0BA-93E642E8E429}	PENINSULA ROAD KELVIN HEIGHTS QUEENSTOWN 9300	Aib-24	Water Supply	TPBS Valves	Valve	2002	01/01/2002	$4,101.35	$4,101.35	$369.59	$4,470.94	Indemnity	$2,355.04
Queenstown Lakes District Council	Queenstown Lakes District, Otago	10145546	10005511	3102	{EE009851-514C-4301-B8D0-22DA3E4E77A8}	HOWARDS DRIVE LAKE HAYES QUEENSTOWN 9304	Aib-24	Water Supply	TPBS Valves	Valve	2006	01/01/2006	$11,718.13	$11,718.13	$1,055.98	$12,774.12	Reinstatement	$12,774.12
Queenstown Lakes District Council	Queenstown Lakes District, Otago	10145547	10142688	272775	{E156B2D6-04BB-4E99-9D4E-4711E3E006C8}	LAKEVIEW TERRACE RD 2 WANAKA 9382	Aib-24	Water Supply	Electrical Equipment	Transformer	2015	01/10/2015	$49,190.03	$49,190.03	$4,432.78	$53,622.81	Indemnity	$26,215.36
Queenstown Lakes District Council	Queenstown Lakes District, Otago	10145548	10142627	79621	{7AE69CE2-C9B4-45F2-BCC0-7DCB1E4A6C66}	16 LLOYD DUNN AVENUE RD 2 WANAKA 9305	Aib-24	Sewerage	TPBS Valves	Valve	2008	04/11/2008	$391.14	$391.14	$35.25	$426.39	Reinstatement	$426.39
Queenstown Lakes District Council	Queenstown Lakes District, Otago	10145549	10142549	3430	{9A5BC8CC-0C45-4D57-96DC-3C687931084D}	109 MCDONNELL ROAD ARROWTOWN 9302	Aib-24	Sewerage	TPBS Valves	Valve	1985	01/01/1985	$2,929.53	$2,929.53	$264.00	$3,193.53	Indemnity	$1,023.78
Queenstown Lakes District Council	Queenstown Lakes District, Otago	10145550	10142627	79505	{7AE69CE2-C9B4-45F2-BCC0-7DCB1E4A6C66}	16 LLOYD DUNN AVENUE RD 2 WANAKA 9305	Aib-24	Sewerage	TPBS Valves	Valve	2008	04/11/2008	$2,343.63	$2,343.63	$211.20	$2,554.82	Reinstatement	$2,554.82
Queenstown Lakes District Council	Queenstown Lakes District, Otago	10145551	10142587	226115	{036A3D05-D9AB-460F-9DE6-565470B8F619}	GLENORCHY-QUEENSTOWN ROAD CLOSEBURN QUEENSTOWN 9371	Aib-24	Water Supply	TPBS Valves	Valve	2010	01/01/2010	$11,718.13	$11,718.13	$1,055.98	$12,774.12	Indemnity	$8,355.32
Queenstown Lakes District Council	Queenstown Lakes District, Otago	10145552	10142595	2939	{C34329D2-030B-4A6A-AC91-5DC53195E362}	MARINA DRIVER	Aib-24	Water Supply	TPBS Valves	Valve	2003	01/01/2003	$2,148.86	$2,148.86	$193.65	$2,342.51	Indemnity	$1,257.18
Queenstown Lakes District Council	Queenstown Lakes District, Otago	10145553	10142608	229389	{EC813BBC-0598-4A04-85B0-910A34B3C69A}	4 SHOTOVER DELTA ROAD LOWER SHOTOVER QUEENSTOWN 9304	Aib-24	Sewerage	TPBS Valves	Valve			$3,906.59	$3,906.59	$352.04	$4,258.64	Reinstatement	$4,258.64
Queenstown Lakes District Council	Queenstown Lakes District, Otago	10145554	10142548	79216	{11D272C7-95C7-40F1-AB59-FC7B0216C5DD}	NORFOLK STREET	Aib-24	Sewerage	Structures	Wet Well Lid			$5,757.42	$5,757.42	$518.83	$6,276.25	Indemnity	$3,317.15
Queenstown Lakes District Council	Queenstown Lakes District, Otago	10145555	10142627	79550	{7AE69CE2-C9B4-45F2-BCC0-7DCB1E4A6C66}	16 LLOYD DUNN AVENUE RD 2 WANAKA 9305	Aib-24	Sewerage	TPBS Valves	Valve	2008	04/11/2008	$2,929.53	$2,929.53	$264.00	$3,193.53	Reinstatement	$3,193.53
Queenstown Lakes District Council	Queenstown Lakes District, Otago	10145556	10142579	3685	{BF78794E-F65F-438D-993C-3493C766F93C}	100 LAKESIDE ROAD WANAKA 9305	Aib-24	Sewerage	Electrical Equipment	Switchboard	2000	01/01/2000	$29,991.25	$29,991.25	$2,702.67	$32,693.92	Indemnity	$2,235.46
Queenstown Lakes District Council	Queenstown Lakes District, Otago	10145557	10142612	3333	{DDCEFCDD-2583-405A-963C-820BA4D54166}	PLANTATION ROAD WANAKA 9305	Aib-24	Water Supply	Electrical Equipment	Turbidity Meter	1997	01/01/1997	$74,310.11	$74,310.11	$6,696.49	$81,006.59	Indemnity	$4,965.88
Queenstown Lakes District Council	Queenstown Lakes District, Otago	10145558	10142664	250673	{8B7815F9-F066-4EF4-8660-1250182FF865}	49 FRANKTON ROAD QUEENSTOWN 9300	Aib-24	Water Supply	TPBS Valves	Valve	2014	02/03/2014	$5,860.70	$5,860.70	$528.14	$6,388.84	Indemnity	$4,543.14
Queenstown Lakes District Council	Queenstown Lakes District, Otago	10145559	10142627	79542	{7AE69CE2-C9B4-45F2-BCC0-7DCB1E4A6C66}	16 LLOYD DUNN AVENUE RD 2 WANAKA 9305	Aib-24	Sewerage	TPBS Valves	Valve	2008	04/11/2008	$1,366.57	$1,366.57	$123.15	$1,489.71	Reinstatement	$1,489.71
Queenstown Lakes District Council	Queenstown Lakes District, Otago	10145560	10142577	245959	{9936C7C0-C45B-4D68-A288-0AB32482126A}	LAKESIDE ROAD	Aib-24	Sewerage	TPBS Valves	Valve	2013	13/12/2013	$3,906.59	$3,906.59	$352.04	$4,258.64	Indemnity	$2,952.63
Queenstown Lakes District Council	Queenstown Lakes District, Otago	10145561	10142627	79633	{7AE69CE2-C9B4-45F2-BCC0-7DCB1E4A6C66}	16 LLOYD DUNN AVENUE RD 2 WANAKA 9305	Aib-24	Sewerage	TPBS Valves	Valve	2008	04/11/2008	$391.14	$391.14	$35.25	$426.39	Reinstatement	$426.39
Queenstown Lakes District Council	Queenstown Lakes District, Otago	10145562	10142688	272776	{E156B2D6-04BB-4E99-9D4E-4711E3E006C8}	LAKEVIEW TERRACE RD 2 WANAKA 9382	Aib-24	Water Supply	Electrical Equipment	Turbidity Meter	2015	01/10/2015	$21,709.30	$21,709.30	$1,956.34	$23,665.64	Indemnity	$11,569.77
Queenstown Lakes District Council	Queenstown Lakes District, Otago	10145563	10142608	229594	{EC813BBC-0598-4A04-85B0-910A34B3C69A}	4 SHOTOVER DELTA ROAD LOWER SHOTOVER QUEENSTOWN 9304	Aib-24	Sewerage	Pumps	Pump			$50,162.20	$50,162.20	$4,520.39	$54,682.59	Reinstatement	$54,682.59
Queenstown Lakes District Council	Queenstown Lakes District, Otago	10145564	10142627	79618	{7AE69CE2-C9B4-45F2-BCC0-7DCB1E4A6C66}	16 LLOYD DUNN AVENUE RD 2 WANAKA 9305	Aib-24	Sewerage	TPBS Valves	Valve	2008	04/11/2008	$2,148.86	$2,148.86	$193.65	$2,342.51	Reinstatement	$2,342.51
Queenstown Lakes District Council	Queenstown Lakes District, Otago	10145565	10142627	79611	{7AE69CE2-C9B4-45F2-BCC0-7DCB1E4A6C66}	16 LLOYD DUNN AVENUE RD 2 WANAKA 9305	Aib-24	Sewerage	TPBS Valves	Valve	2008	04/11/2008	$2,148.86	$2,148.86	$193.65	$2,342.51	Reinstatement	$2,342.51
Queenstown Lakes District Council	Queenstown Lakes District, Otago	10145566	10142586	2903	{97022BE6-D249-4544-9DF5-2F48D8FF126F}	3840 ALICE BURN DRIVE RD 3 CROMWELL 9383	Aib-24	Water Supply	Electrical Equipment	Switchboard	2000	01/01/2000	$166,199.74	$166,199.74	$14,977.16	$181,176.89	Indemnity	$12,388.05
Queenstown Lakes District Council	Queenstown Lakes District, Otago	10145567	10005514	210964	{EA915F74-A6A1-4E7C-A7A0-796A7D28CF2B}	GLENORCHY-QUEENSTOWN ROAD CLOSEBURN QUEENSTOWN 9371	Aib-24	Water Supply	TPBS Valves	Valve			$2,929.53	$2,929.53	$264.00	$3,193.53	Reinstatement	$3,193.53
Queenstown Lakes District Council	Queenstown Lakes District, Otago	10145568	10142636	217462	{E72E6318-3003-43F2-9F40-D8239F7AA13D}	28 STRAINS ROAD RD 1 QUEENSTOWN 9371	Aib-24	Water Supply	Electrical Equipment	Pressure Gauge	2007	01/01/2007	$903.13	$903.13	$81.39	$984.52	Indemnity	$228.29
Queenstown Lakes District Council	Queenstown Lakes District, Otago	10145569	10142594	2909	{E616D674-93A2-4D96-B069-CD60323E1486}	GLENDA DRIVE	Aib-24	Water Supply	Electrical Equipment	Switchboard	1999	01/01/1999	$145,560.83	$145,560.83	$13,117.27	$158,678.10	Indemnity	$10,447.85
Queenstown Lakes District Council	Queenstown Lakes District, Otago	10145570	10115350	210482	{B7214F29-F8F6-49EE-BF1D-F3E3B5DC9FDF}	MIDDLESEX STREET ARROWTOWN 9302	Aib-24	Water Supply	TPBS Valves	Valve	1973	01/01/1973	$4,101.35	$4,101.35	$369.59	$4,470.94	Reinstatement	$4,470.94
Queenstown Lakes District Council	Queenstown Lakes District, Otago	10145571	10005507	3106	{A8C199A0-C5B2-4990-994B-AF9EB468DB56}	ATKINS ROAD LUGGATE WANAKA 9382	Aib-24	Water Supply	TPBS Valves	Valve	2000	01/01/2000	$977.06	$977.06	$88.05	$1,065.11	Reinstatement	$1,065.11
Queenstown Lakes District Council	Queenstown Lakes District, Otago	10145572	10142627	79584	{7AE69CE2-C9B4-45F2-BCC0-7DCB1E4A6C66}	16 LLOYD DUNN AVENUE RD 2 WANAKA 9305	Aib-24	Sewerage	TPBS Valves	Valve	2008	04/11/2008	$391.14	$391.14	$35.25	$426.39	Reinstatement	$426.39
Queenstown Lakes District Council	Queenstown Lakes District, Otago	10145573	10142563	3629	{CB7B9861-B30B-4228-84FC-359A0F479C52}	MARINE PARADE QUEENSTOWN 9300	Aib-24	Sewerage	Electrical Equipment	Switchboard	2003	01/01/2003	$663,371.91	$663,371.91	$59,780.03	$723,151.94	Reinstatement	$723,151.94
Queenstown Lakes District Council	Queenstown Lakes District, Otago	10145574	10142542	217275	{5412AA32-82B5-4D9A-ABC9-E74317CD98C7}	HARRIS PLACE LUGGATE WANAKA 9383	Aib-24	Sewerage	TPBS Valves	Valve	2006	01/01/2006	$977.06	$977.06	$88.05	$1,065.11	Indemnity	$598.97
Queenstown Lakes District Council	Queenstown Lakes District, Otago	10145575	10142627	79452	{7AE69CE2-C9B4-45F2-BCC0-7DCB1E4A6C66}	16 LLOYD DUNN AVENUE RD 2 WANAKA 9305	Aib-24	Sewerage	Electrical Equipment	Pressure Gauge	2008	04/11/2008	$903.13	$903.13	$81.39	$984.52	Reinstatement	$984.52
Queenstown Lakes District Council	Queenstown Lakes District, Otago	10145576	10142641	221387	{F64CD052-0457-4E83-935B-E5DF01601346}	1128 WANAKA-MOUNT ASPIRING ROAD GLENDHU BAY WANAKA 9382	Aib-24	Water Supply	Electrical Equipment	Pressure Gauge	2010	29/11/2010	$903.13	$903.13	$81.39	$984.52	Indemnity	$291.71
Queenstown Lakes District Council	Queenstown Lakes District, Otago	10145577	10142608	229620	{EC813BBC-0598-4A04-85B0-910A34B3C69A}	4 SHOTOVER DELTA ROAD LOWER SHOTOVER QUEENSTOWN 9304	Aib-24	Sewerage	Electrical Equipment	Pressure Gauge			$903.13	$903.13	$81.39	$984.52	Reinstatement	$984.52
Queenstown Lakes District Council	Queenstown Lakes District, Otago	10145578	10142600	210572	{EA00FD14-D04D-4FB9-A0BA-93E642E8E429}	PENINSULA ROAD KELVIN HEIGHTS QUEENSTOWN 9300	Aib-24	Water Supply	Electrical Equipment	Pressure Gauge	1984	01/01/1984	$903.13	$903.13	$81.39	$984.52	Indemnity	$41.67
Queenstown Lakes District Council	Queenstown Lakes District, Otago	10145579	10142643	240774	{6772A231-EDB6-427F-A65D-04E54E1F5C40}	14 WANAKA-LUGGATE HIGHWAY RD 2 WANAKA 9382	Aib-24	Water Supply	TPBS Valves	Valve			$11,718.13	$11,718.13	$1,055.98	$12,774.12	Indemnity	$2,973.84
Queenstown Lakes District Council	Queenstown Lakes District, Otago	10145581	10142592	217435	{1441677E-AEC0-486C-A09A-41F9129EEF70}	HOWARDS DRIVE LAKE HAYES QUEENSTOWN 9304	Aib-24	Water Supply	Electrical Equipment	Pressure Gauge	2006	01/01/2006	$903.13	$903.13	$81.39	$984.52	Indemnity	$218.78
Queenstown Lakes District Council	Queenstown Lakes District, Otago	10145582	10115350	210521	{B7214F29-F8F6-49EE-BF1D-F3E3B5DC9FDF}	MIDDLESEX STREET ARROWTOWN 9302	Aib-24	Water Supply	TPBS Valves	Valve			$8,790.24	$8,790.24	$792.14	$9,582.37	Reinstatement	$9,582.37
Queenstown Lakes District Council	Queenstown Lakes District, Otago	10145583	10142627	79516	{7AE69CE2-C9B4-45F2-BCC0-7DCB1E4A6C66}	16 LLOYD DUNN AVENUE RD 2 WANAKA 9305	Aib-24	Sewerage	TPBS Valves	Valve	2008	04/11/2008	$391.14	$391.14	$35.25	$426.39	Reinstatement	$426.39
Queenstown Lakes District Council	Queenstown Lakes District, Otago	10145584	10142620	3326	{06781CC6-B1E9-4E63-B20E-69131BD675AB}	GLENORCHY-QUEENSTOWN ROAD CLOSEBURN QUEENSTOWN 9371	Aib-24	Water Supply	Electrical Equipment	Uninterrupted Power	2002	01/01/2002	$5,059.55	$5,059.55	$455.94	$5,515.50	Indemnity	$408.55
Queenstown Lakes District Council	Queenstown Lakes District, Otago	10145585	10142627	79519	{7AE69CE2-C9B4-45F2-BCC0-7DCB1E4A6C66}	16 LLOYD DUNN AVENUE RD 2 WANAKA 9305	Aib-24	Sewerage	TPBS Valves	Valve	2008	04/11/2008	$8,790.24	$8,790.24	$792.14	$9,582.37	Reinstatement	$9,582.37
Queenstown Lakes District Council	Queenstown Lakes District, Otago	10145586	10142618	239147	{96F6CEAE-D7DD-480B-B9D7-E0E01956C4B0}	HOWARDS DRIVE LAKE HAYES QUEENSTOWN 9304	Aib-24	Water Supply	Electrical Equipment	Uninterrupted Power			$5,059.55	$5,059.55	$455.94	$5,515.50	Indemnity	$490.26
Queenstown Lakes District Council	Queenstown Lakes District, Otago	10145587	10142627	79599	{7AE69CE2-C9B4-45F2-BCC0-7DCB1E4A6C66}	16 LLOYD DUNN AVENUE RD 2 WANAKA 9305	Aib-24	Sewerage	TPBS Valves	Valve	2008	04/11/2008	$1,366.57	$1,366.57	$123.15	$1,489.71	Reinstatement	$1,489.71
Queenstown Lakes District Council	Queenstown Lakes District, Otago	10145588	10142627	79635	{7AE69CE2-C9B4-45F2-BCC0-7DCB1E4A6C66}	16 LLOYD DUNN AVENUE RD 2 WANAKA 9305	Aib-24	Sewerage	TPBS Valves	Valve	2008	04/11/2008	$11,718.13	$11,718.13	$1,055.98	$12,774.12	Reinstatement	$12,774.12
Queenstown Lakes District Council	Queenstown Lakes District, Otago	10145589	10142563	217357	{CB7B9861-B30B-4228-84FC-359A0F479C52}	MARINE PARADE QUEENSTOWN 9300	Aib-24	Sewerage	Electrical Equipment	Pressure Gauge	2010	02/07/2010	$903.13	$903.13	$81.39	$984.52	Reinstatement	$984.52
Queenstown Lakes District Council	Queenstown Lakes District, Otago	10145590	10142611	210731	{6AB85459-F98F-4B45-BF58-32E06558AD54}	KIRIMOKO CRESCENT WANAKA 9305	Aib-24	Water Supply	TPBS Valves	Valve			$11,718.13	$11,718.13	$1,055.98	$12,774.12	Indemnity	$6,855.65
Queenstown Lakes District Council	Queenstown Lakes District, Otago	10145591	10142665	250765	{02318D7F-5BF6-4A37-9EA3-E3851CC07AC8}	DURHAM STREET ARROWTOWN 9302	Aib-24	Water Supply	Electrical Equipment	UV System	2014	01/12/2014	$231,895.80	$231,895.80	$20,897.38	$252,793.19	Indemnity	$149,802.04
Queenstown Lakes District Council	Queenstown Lakes District, Otago	10145592	10005517	3125	{92E161FC-4B0B-4C0F-858E-29A31DE8986E}	GLENORCHY-QUEENSTOWN ROAD CLOSEBURN QUEENSTOWN 9371	Aib-24	Water Supply	TPBS Valves	Valve	2011	01/11/2011	$2,929.53	$2,929.53	$264.00	$3,193.53	Reinstatement	$3,193.53
Queenstown Lakes District Council	Queenstown Lakes District, Otago	10145593	10142610	3198	{7F1A6410-C3B4-40D2-BE28-63D256777D52}	MAKARORA-LAKE HAWEA ROAD MAKARORA WANAKA 9382	Aib-24	Water Supply	Pumps	Pump	1991	01/01/1991	$4,179.84	$4,179.84	$376.67	$4,556.50	Indemnity	$231.44
Queenstown Lakes District Council	Queenstown Lakes District, Otago	10145594	10142619	245903	{89034D7D-5C5D-4987-9FB3-9F51E14509EE}	PENINSULA ROAD KELVIN HEIGHTS QUEENSTOWN 9300	Aib-24	Water Supply	Electrical Equipment	UV System	2013	01/10/2013	$7,729.85	$7,729.85	$696.58	$8,426.43	Indemnity	$4,743.73
Queenstown Lakes District Council	Queenstown Lakes District, Otago	10145595	10142627	79535	{7AE69CE2-C9B4-45F2-BCC0-7DCB1E4A6C66}	16 LLOYD DUNN AVENUE RD 2 WANAKA 9305	Aib-24	Sewerage	TPBS Valves	Valve	2008	04/11/2008	$2,148.86	$2,148.86	$193.65	$2,342.51	Reinstatement	$2,342.51
Queenstown Lakes District Council	Queenstown Lakes District, Otago	10145596	10115350	210491	{B7214F29-F8F6-49EE-BF1D-F3E3B5DC9FDF}	MIDDLESEX STREET ARROWTOWN 9302	Aib-24	Water Supply	TPBS Valves	Valve			$8,790.24	$8,790.24	$792.14	$9,582.37	Reinstatement	$9,582.37
Queenstown Lakes District Council	Queenstown Lakes District, Otago	10145597	10142608	229471	{EC813BBC-0598-4A04-85B0-910A34B3C69A}	4 SHOTOVER DELTA ROAD LOWER SHOTOVER QUEENSTOWN 9304	Aib-24	Sewerage	Electrical Equipment	Pressure Gauge			$903.13	$903.13	$81.39	$984.52	Reinstatement	$984.52
Queenstown Lakes District Council	Queenstown Lakes District, Otago	10145598	10115351	209578	{03F38B5B-C721-447B-AE37-F534A101130D}	LOMOND CRESCENT	Aib-24	Water Supply	TPBS Valves	Valve	1989	01/01/1989	$2,148.86	$2,148.86	$193.65	$2,342.51	Reinstatement	$2,342.51
Queenstown Lakes District Council	Queenstown Lakes District, Otago	10145599	10142627	79596	{7AE69CE2-C9B4-45F2-BCC0-7DCB1E4A6C66}	16 LLOYD DUNN AVENUE RD 2 WANAKA 9305	Aib-24	Sewerage	TPBS Valves	Valve	2008	04/11/2008	$1,366.57	$1,366.57	$123.15	$1,489.71	Reinstatement	$1,489.71
Queenstown Lakes District Council	Queenstown Lakes District, Otago	10145600	10005516	3136	{E74399AA-B667-48B1-8E95-76E3CA7E83DC}	LAKE ESPLANADE QUEENSTOWN 9300	Aib-24	Water Supply	TPBS Valves	Valve	1997	01/01/1997	$8,790.24	$8,790.24	$792.14	$9,582.37	Reinstatement	$9,582.37
Queenstown Lakes District Council	Queenstown Lakes District, Otago	10145601	10142604	210820	{14EF4B20-0465-4DBA-8FFE-97C7DBFF07C5}	DOMAIN ROAD RD 2 WANAKA 9382	Aib-24	Sewerage	TPBS Valves	Valve			$2,148.86	$2,148.86	$193.65	$2,342.51	Indemnity	$667.88
Queenstown Lakes District Council	Queenstown Lakes District, Otago	10145602	10142627	79499	{7AE69CE2-C9B4-45F2-BCC0-7DCB1E4A6C66}	16 LLOYD DUNN AVENUE RD 2 WANAKA 9305	Aib-24	Sewerage	TPBS Valves	Valve	2008	04/11/2008	$2,929.53	$2,929.53	$264.00	$3,193.53	Reinstatement	$3,193.53
Queenstown Lakes District Council	Queenstown Lakes District, Otago	10145603	10142627	79632	{7AE69CE2-C9B4-45F2-BCC0-7DCB1E4A6C66}	16 LLOYD DUNN AVENUE RD 2 WANAKA 9305	Aib-24	Sewerage	TPBS Valves	Valve	2008	04/11/2008	$391.14	$391.14	$35.25	$426.39	Reinstatement	$426.39
Queenstown Lakes District Council	Queenstown Lakes District, Otago	10145604	10142596	209592	{67ACA9CD-4BAF-4091-A481-F42CA9112221}	11A PANNERS WAY QUEENSTOWN 9300	Aib-24	Water Supply	Electrical Equipment	Pressure Gauge			$903.13	$903.13	$81.39	$984.52	Indemnity	$46.06
Queenstown Lakes District Council	Queenstown Lakes District, Otago	10145605	10005517	250943	{92E161FC-4B0B-4C0F-858E-29A31DE8986E}	GLENORCHY-QUEENSTOWN ROAD CLOSEBURN QUEENSTOWN 9371	Aib-24	Water Supply	TPBS Valves	Valve	2011	01/11/2011	$5,860.70	$5,860.70	$528.14	$6,388.84	Reinstatement	$6,388.84
Queenstown Lakes District Council	Queenstown Lakes District, Otago	10145606	10142665	250763	{02318D7F-5BF6-4A37-9EA3-E3851CC07AC8}	DURHAM STREET ARROWTOWN 9302	Aib-24	Water Supply	Electrical Equipment	UV System	2014	01/12/2014	$231,895.80	$231,895.80	$20,897.38	$252,793.19	Indemnity	$149,802.04
Queenstown Lakes District Council	Queenstown Lakes District, Otago	10145607	10142563	3634	{CB7B9861-B30B-4228-84FC-359A0F479C52}	MARINE PARADE QUEENSTOWN 9300	Aib-24	Sewerage	TPBS Valves	Valve	1997	01/01/1997	$4,101.35	$4,101.35	$369.59	$4,470.94	Reinstatement	$4,470.94
Queenstown Lakes District Council	Queenstown Lakes District, Otago	10145608	10005517	250939	{92E161FC-4B0B-4C0F-858E-29A31DE8986E}	GLENORCHY-QUEENSTOWN ROAD CLOSEBURN QUEENSTOWN 9371	Aib-24	Water Supply	TPBS Valves	Valve	2001	01/01/2001	$5,860.70	$5,860.70	$528.14	$6,388.84	Reinstatement	$6,388.84
Queenstown Lakes District Council	Queenstown Lakes District, Otago	10145609	10142627	79659	{7AE69CE2-C9B4-45F2-BCC0-7DCB1E4A6C66}	16 LLOYD DUNN AVENUE RD 2 WANAKA 9305	Aib-24	Sewerage	Electrical Equipment	Vibration Switch	2008	04/11/2008	$1,655.59	$1,655.59	$149.19	$1,804.79	Reinstatement	$1,804.79
Queenstown Lakes District Council	Queenstown Lakes District, Otago	10145610	10142592	217437	{1441677E-AEC0-486C-A09A-41F9129EEF70}	HOWARDS DRIVE LAKE HAYES QUEENSTOWN 9304	Aib-24	Water Supply	Electrical Equipment	Pressure Switch	2006	01/01/2006	$5,015.01	$5,015.01	$451.93	$5,466.94	Indemnity	$1,214.87
Queenstown Lakes District Council	Queenstown Lakes District, Otago	10145611	10142627	79572	{7AE69CE2-C9B4-45F2-BCC0-7DCB1E4A6C66}	16 LLOYD DUNN AVENUE RD 2 WANAKA 9305	Aib-24	Sewerage	TPBS Valves	Valve	2008	04/11/2008	$780.66	$780.66	$70.35	$851.01	Reinstatement	$851.01
Queenstown Lakes District Council	Queenstown Lakes District, Otago	10145612	10142627	79533	{7AE69CE2-C9B4-45F2-BCC0-7DCB1E4A6C66}	16 LLOYD DUNN AVENUE RD 2 WANAKA 9305	Aib-24	Sewerage	TPBS Valves	Valve	2008	04/11/2008	$3,125.92	$3,125.92	$281.69	$3,407.62	Reinstatement	$3,407.62
Queenstown Lakes District Council	Queenstown Lakes District, Otago	10145613	10142589	2796	{B307C4EC-CC6E-407E-9D6C-4861428A5998}	MIDDLESEX STREET ARROWTOWN 9302	Aib-24	Water Supply	TPBS Valves	Valve	2004	01/01/2004	$4,101.35	$4,101.35	$369.59	$4,470.94	Indemnity	$2,474.46
Queenstown Lakes District Council	Queenstown Lakes District, Otago	10145614	10142627	79573	{7AE69CE2-C9B4-45F2-BCC0-7DCB1E4A6C66}	16 LLOYD DUNN AVENUE RD 2 WANAKA 9305	Aib-24	Sewerage	TPBS Valves	Valve	2008	04/11/2008	$780.66	$780.66	$70.35	$851.01	Reinstatement	$851.01
Queenstown Lakes District Council	Queenstown Lakes District, Otago	10145615	10142539	3757	{0B658591-43FC-44ED-BDF7-7AC00D2567EF}	DUNGARVON STREET WANAKA 9305	Aib-24	Sewerage	TPBS Valves	Valve	1974	01/01/1974	$3,125.92	$3,125.92	$281.69	$3,407.62	Reinstatement	$3,407.62
Queenstown Lakes District Council	Queenstown Lakes District, Otago	10145616	10142658	237045	{D458CA5E-B986-47C6-AD40-8359B08B7A97}	13 LAKE AVENUE FRANKTON QUEENSTOWN 9300	Aib-24	Sewerage	Miscellaneous	Valve Chamber	2012	08/08/2012	$6,338.60	$6,338.60	$571.21	$6,909.80	Reinstatement	$6,909.80
Queenstown Lakes District Council	Queenstown Lakes District, Otago	10145617	10142573	3957	{B06B8B8A-D4E6-4CEE-94DC-B61B7504E3BD}	WAIMANA PLACE WANAKA 9305	Aib-24	Sewerage	Miscellaneous	Valve Chamber	1991	01/01/1991	$6,338.60	$6,338.60	$571.21	$6,909.80	Indemnity	$3,729.07
Queenstown Lakes District Council	Queenstown Lakes District, Otago	10145618	10005517	3123	{92E161FC-4B0B-4C0F-858E-29A31DE8986E}	GLENORCHY-QUEENSTOWN ROAD CLOSEBURN QUEENSTOWN 9371	Aib-24	Water Supply	TPBS Valves	Valve	2011	01/11/2011	$2,148.86	$2,148.86	$193.65	$2,342.51	Reinstatement	$2,342.51
Queenstown Lakes District Council	Queenstown Lakes District, Otago	10145518	10142608	229483	{EC813BBC-0598-4A04-85B0-910A34B3C69A}	4 SHOTOVER DELTA ROAD LOWER SHOTOVER QUEENSTOWN 9304	Aib-24	Sewerage	TPBS Valves	Valve			$3,906.59	$3,906.59	$352.04	$4,258.64	Reinstatement	$4,258.64
Queenstown Lakes District Council	Queenstown Lakes District, Otago	10145519	10142627	79501	{7AE69CE2-C9B4-45F2-BCC0-7DCB1E4A6C66}	16 LLOYD DUNN AVENUE RD 2 WANAKA 9305	Aib-24	Sewerage	TPBS Valves	Valve	2008	04/11/2008	$977.06	$977.06	$88.05	$1,065.11	Reinstatement	$1,065.11
Queenstown Lakes District Council	Queenstown Lakes District, Otago	10145520	10142600	210420	{EA00FD14-D04D-4FB9-A0BA-93E642E8E429}	PENINSULA ROAD KELVIN HEIGHTS QUEENSTOWN 9300	Aib-24	Water Supply	TPBS Valves	Valve	1984	01/01/1984	$11,718.13	$11,718.13	$1,055.98	$12,774.12	Indemnity	$2,785.11
Queenstown Lakes District Council	Queenstown Lakes District, Otago	10145521	10142611	210739	{6AB85459-F98F-4B45-BF58-32E06558AD54}	KIRIMOKO CRESCENT WANAKA 9305	Aib-24	Water Supply	TPBS Valves	Valve			$11,718.13	$11,718.13	$1,055.98	$12,774.12	Indemnity	$6,855.65
Queenstown Lakes District Council	Queenstown Lakes District, Otago	10145522	10142542	3789	{5412AA32-82B5-4D9A-ABC9-E74317CD98C7}	HARRIS PLACE LUGGATE WANAKA 9383	Aib-24	Sewerage	TPBS Valves	Valve	2006	01/01/2006	$977.06	$977.06	$88.05	$1,065.11	Indemnity	$598.97
Queenstown Lakes District Council	Queenstown Lakes District, Otago	10145523	10142627	79506	{7AE69CE2-C9B4-45F2-BCC0-7DCB1E4A6C66}	16 LLOYD DUNN AVENUE RD 2 WANAKA 9305	Aib-24	Sewerage	TPBS Valves	Valve	2008	04/11/2008	$977.06	$977.06	$88.05	$1,065.11	Reinstatement	$1,065.11
Queenstown Lakes District Council	Queenstown Lakes District, Otago	10145524	10142627	79507	{7AE69CE2-C9B4-45F2-BCC0-7DCB1E4A6C66}	16 LLOYD DUNN AVENUE RD 2 WANAKA 9305	Aib-24	Sewerage	TPBS Valves	Valve	2008	04/11/2008	$1,366.57	$1,366.57	$123.15	$1,489.71	Reinstatement	$1,489.71
Queenstown Lakes District Council	Queenstown Lakes District, Otago	10145525	10142608	210919	{EC813BBC-0598-4A04-85B0-910A34B3C69A}	4 SHOTOVER DELTA ROAD LOWER SHOTOVER QUEENSTOWN 9304	Aib-24	Sewerage	TPBS Valves	Valve			$11,718.13	$11,718.13	$1,055.98	$12,774.12	Reinstatement	$12,774.12
Queenstown Lakes District Council	Queenstown Lakes District, Otago	10145526	10142569	3301	{201B972B-7B33-4F90-B798-F691FB77F6A7}	LAKEVIEW TERRACE RD 2 WANAKA 9382	Aib-24	Sewerage	TPBS Valves	Valve	1988	01/01/1988	$2,148.86	$2,148.86	$193.65	$2,342.51	Indemnity	$789.80
Queenstown Lakes District Council	Queenstown Lakes District, Otago	10145527	10142688	272748	{E156B2D6-04BB-4E99-9D4E-4711E3E006C8}	LAKEVIEW TERRACE RD 2 WANAKA 9382	Aib-24	Water Supply	Electrical Equipment	Programme Logic Cont	2015	01/10/2015	$40,011.03	$40,011.03	$3,605.61	$43,616.64	Indemnity	$21,323.50
Queenstown Lakes District Council	Queenstown Lakes District, Otago	10145528	10142561	210259	{75322284-DBCB-4BEF-9E84-E12969426588}	KAWARAU PLACE FRANKTON QUEENSTOWN 9300	Aib-24	Sewerage	TPBS Valves	Valve	2009	27/10/2009	$2,929.53	$2,929.53	$264.00	$3,193.53	Indemnity	$2,035.27
Queenstown Lakes District Council	Queenstown Lakes District, Otago	10145529	10142627	79510	{7AE69CE2-C9B4-45F2-BCC0-7DCB1E4A6C66}	16 LLOYD DUNN AVENUE RD 2 WANAKA 9305	Aib-24	Sewerage	TPBS Valves	Valve	2008	04/11/2008	$1,366.57	$1,366.57	$123.15	$1,489.71	Reinstatement	$1,489.71
Queenstown Lakes District Council	Queenstown Lakes District, Otago	10145530	10005517	250937	{92E161FC-4B0B-4C0F-858E-29A31DE8986E}	GLENORCHY-QUEENSTOWN ROAD CLOSEBURN QUEENSTOWN 9371	Aib-24	Water Supply	TPBS Valves	Valve	2011	01/11/2011	$5,860.70	$5,860.70	$528.14	$6,388.84	Reinstatement	$6,388.84
Queenstown Lakes District Council	Queenstown Lakes District, Otago	10145531	10142600	225946	{EA00FD14-D04D-4FB9-A0BA-93E642E8E429}	PENINSULA ROAD KELVIN HEIGHTS QUEENSTOWN 9300	Aib-24	Water Supply	Electrical Equipment	Pressure Transducer	2009	01/06/2009	$1,590.05	$1,590.05	$143.29	$1,733.33	Indemnity	$616.29
Queenstown Lakes District Council	Queenstown Lakes District, Otago	10145532	10142640	211058	{62031361-5EC6-4739-9CAF-9F9D269D40C7}	HIDDEN HILLS DRIVE WANAKA 9305	Aib-24	Water Supply	Electrical Equipment	Pressure Transducer			$1,502.69	$1,502.69	$135.42	$1,638.11	Indemnity	$485.36
Queenstown Lakes District Council	Queenstown Lakes District, Otago	10145533	10142568	209533	{8523046E-B0EC-4155-A27B-D667AE130C1B}	GLENORCHY-QUEENSTOWN ROAD CLOSEBURN QUEENSTOWN 9371	Aib-24	Sewerage	Miscellaneous	Storage Chamber			$6,775.92	$6,775.92	$610.61	$7,386.53	Reinstatement	$7,386.53
Queenstown Lakes District Council	Queenstown Lakes District, Otago	10145535	10142591	209624	{8CFCEF46-86CC-4D39-BCE8-AF5BF3F312BF}	OXENBRIDGE TUNNEL ROAD RD 1 QUEENSTOWN 9371	Aib-24	Water Supply	Electrical Equipment	Pressure Transducer			$1,963.97	$1,963.97	$176.98	$2,140.95	Indemnity	$126.87
Queenstown Lakes District Council	Queenstown Lakes District, Otago	10145536	10005511	3104	{EE009851-514C-4301-B8D0-22DA3E4E77A8}	HOWARDS DRIVE LAKE HAYES QUEENSTOWN 9304	Aib-24	Water Supply	TPBS Valves	Valve	2006	01/01/2006	$11,718.13	$11,718.13	$1,055.98	$12,774.12	Reinstatement	$12,774.12
Queenstown Lakes District Council	Queenstown Lakes District, Otago	10145537	10142627	79526	{7AE69CE2-C9B4-45F2-BCC0-7DCB1E4A6C66}	16 LLOYD DUNN AVENUE RD 2 WANAKA 9305	Aib-24	Sewerage	TPBS Valves	Valve	2008	04/11/2008	$391.14	$391.14	$35.25	$426.39	Reinstatement	$426.39
Queenstown Lakes District Council	Queenstown Lakes District, Otago	10145620	10142608	229397	{EC813BBC-0598-4A04-85B0-910A34B3C69A}	4 SHOTOVER DELTA ROAD LOWER SHOTOVER QUEENSTOWN 9304	Aib-24	Sewerage	TPBS Valves	Valve			$3,906.59	$3,906.59	$352.04	$4,258.64	Reinstatement	$4,258.64
Queenstown Lakes District Council	Queenstown Lakes District, Otago	10145621	10142543	3849	{945B4DDC-C814-44AB-8A72-EFE1C552066A}	PISA ROAD	Aib-24	Sewerage	TPBS Valves	Valve	2006	01/01/2006	$977.06	$977.06	$88.05	$1,065.11	Indemnity	$598.97
Queenstown Lakes District Council	Queenstown Lakes District, Otago	10145622	10005517	3127	{92E161FC-4B0B-4C0F-858E-29A31DE8986E}	GLENORCHY-QUEENSTOWN ROAD CLOSEBURN QUEENSTOWN 9371	Aib-24	Water Supply	TPBS Valves	Valve	2002	01/01/2002	$2,929.53	$2,929.53	$264.00	$3,193.53	Reinstatement	$3,193.53
Queenstown Lakes District Council	Queenstown Lakes District, Otago	10145623	10142618	3313	{96F6CEAE-D7DD-480B-B9D7-E0E01956C4B0}	HOWARDS DRIVE LAKE HAYES QUEENSTOWN 9304	Aib-24	Water Supply	TPBS Valves	Valve	2006	01/01/2006	$2,929.53	$2,929.53	$264.00	$3,193.53	Indemnity	$1,874.59
Queenstown Lakes District Council	Queenstown Lakes District, Otago	10145630	10143002	3948	{465BBA9D-A72B-4141-95A1-6042907D1F05}	224 MCDONNELL ROAD RD 1 QUEENSTOWN 9371	Aib-24	Sewerage	Miscellaneous	Valve Chamber	2005	01/01/2005	$6,338.60	$6,338.60	$571.21	$6,909.80	Indemnity	$4,606.50
Queenstown Lakes District Council	Queenstown Lakes District, Otago	10145631	10142582	4153	{477EA4C2-25BA-4D6A-BEC9-539B3FCAF720}	BEACON POINT ROAD WANAKA 9305	Aib-24	Water Supply	Miscellaneous	Valve Chamber	2003	01/01/2003	$6,338.60	$6,338.60	$571.21	$6,909.80	Reinstatement	$6,909.80
Queenstown Lakes District Council	Queenstown Lakes District, Otago	10145632	10142633	209892	{F398540C-F3A3-4699-A985-1C1FF1022601}	28 STRAINS ROAD RD 1 QUEENSTOWN 9371	Aib-24	Sewerage	Miscellaneous	Valve Chamber	2007	01/01/2007	$19,015.78	$19,015.78	$1,713.62	$20,729.40	Indemnity	$14,696.90
Queenstown Lakes District Council	Queenstown Lakes District, Otago	10145633	10142627	79546	{7AE69CE2-C9B4-45F2-BCC0-7DCB1E4A6C66}	16 LLOYD DUNN AVENUE RD 2 WANAKA 9305	Aib-24	Sewerage	TPBS Valves	Valve	2008	04/11/2008	$3,125.92	$3,125.92	$281.69	$3,407.62	Reinstatement	$3,407.62
Queenstown Lakes District Council	Queenstown Lakes District, Otago	10145634	10115351	209577	{03F38B5B-C721-447B-AE37-F534A101130D}	LOMOND CRESCENT	Aib-24	Water Supply	TPBS Valves	Valve			$2,148.86	$2,148.86	$193.65	$2,342.51	Reinstatement	$2,342.51
Queenstown Lakes District Council	Queenstown Lakes District, Otago	10145635	10142647	232121	{7378C279-7B9E-4108-B4B4-80695774E1E1}	69 NICHOL STREET RD 2 WANAKA 9382	Aib-24	Sewerage	Miscellaneous	Valve Chamber	2001	01/01/2001	$6,338.60	$6,338.60	$571.21	$6,909.80	reinstatement	$6,909.80
Queenstown Lakes District Council	Queenstown Lakes District, Otago	10145636	10142627	79586	{7AE69CE2-C9B4-45F2-BCC0-7DCB1E4A6C66}	16 LLOYD DUNN AVENUE RD 2 WANAKA 9305	Aib-24	Sewerage	TPBS Valves	Valve	2008	04/11/2008	$391.14	$391.14	$35.25	$426.39	Reinstatement	$426.39
Queenstown Lakes District Council	Queenstown Lakes District, Otago	10145637	10142568	217369	{8523046E-B0EC-4155-A27B-D667AE130C1B}	GLENORCHY-QUEENSTOWN ROAD CLOSEBURN QUEENSTOWN 9371	Aib-24	Sewerage	TPBS Valves	Valve	2009	01/08/2009	$391.14	$391.14	$35.25	$426.39	Indemnity	$271.74
Queenstown Lakes District Council	Queenstown Lakes District, Otago	10145638	10142540	217382	{C8B1DF84-FB15-494B-84FD-6DEC465E0DF0}	26 GORDON ROAD WANAKA 9305	Aib-24	Sewerage	Fan	Ventilation	1985	01/01/1985	$3,235.48	$3,235.48	$291.57	$3,527.05	Indemnity	$152.93
Queenstown Lakes District Council	Queenstown Lakes District, Otago	10145671	10005506	3175	{EB1CA1D9-723D-42A6-8D0D-016D90DCFFF8}	WANAKA-MOUNT ASPIRING ROAD WANAKA 9382	Aib-24	Water Supply	Pumps	Pump	1990	01/01/1990	$56,308.66	$56,308.66	$5,074.28	$61,382.94	Reinstatement	$61,382.94
Queenstown Lakes District Council	Queenstown Lakes District, Otago	10145672	10142634	237111	{3F54E71F-EAD9-4A6F-B04D-907BB9BDE28F}	28 STRAINS ROAD RD 1 QUEENSTOWN 9371	Aib-24	Sewerage	TPBS Valves	Valve	2007	01/01/2007	$2,929.53	$2,929.53	$264.00	$3,193.53	Indemnity	$1,928.15
Queenstown Lakes District Council	Queenstown Lakes District, Otago	10145673	10142627	79579	{7AE69CE2-C9B4-45F2-BCC0-7DCB1E4A6C66}	16 LLOYD DUNN AVENUE RD 2 WANAKA 9305	Aib-24	Sewerage	TPBS Valves	Valve	2008	04/11/2008	$2,929.53	$2,929.53	$264.00	$3,193.53	Reinstatement	$3,193.53
Queenstown Lakes District Council	Queenstown Lakes District, Otago	10145674	10142596	3054	{67ACA9CD-4BAF-4091-A481-F42CA9112221}	11A PANNERS WAY QUEENSTOWN 9300	Aib-24	Water Supply	TPBS Valves	Valve	1988	01/01/1988	$2,148.86	$2,148.86	$193.65	$2,342.51	Indemnity	$789.80
Queenstown Lakes District Council	Queenstown Lakes District, Otago	10145675	10142608	229509	{EC813BBC-0598-4A04-85B0-910A34B3C69A}	4 SHOTOVER DELTA ROAD LOWER SHOTOVER QUEENSTOWN 9304	Aib-24	Sewerage	Pumps	Pump			$209,008.49	$209,008.49	$18,834.89	$227,843.38	Reinstatement	$227,843.38
Queenstown Lakes District Council	Queenstown Lakes District, Otago	10145676	10142627	79646	{7AE69CE2-C9B4-45F2-BCC0-7DCB1E4A6C66}	16 LLOYD DUNN AVENUE RD 2 WANAKA 9305	Aib-24	Sewerage	TPBS Valves	Valve	2008	04/11/2008	$1,366.57	$1,366.57	$123.15	$1,489.71	Reinstatement	$1,489.71
Queenstown Lakes District Council	Queenstown Lakes District, Otago	10145677	10115350	210443	{B7214F29-F8F6-49EE-BF1D-F3E3B5DC9FDF}	MIDDLESEX STREET ARROWTOWN 9302	Aib-24	Water Supply	TPBS Valves	Valve	1991	01/01/1991	$4,101.35	$4,101.35	$369.59	$4,470.94	Reinstatement	$4,470.94
Queenstown Lakes District Council	Queenstown Lakes District, Otago	10145678	10142627	79492	{7AE69CE2-C9B4-45F2-BCC0-7DCB1E4A6C66}	16 LLOYD DUNN AVENUE RD 2 WANAKA 9305	Aib-24	Sewerage	TPBS Valves	Solenoid Valve	2008	04/11/2008	$801.93	$801.93	$72.27	$874.19	Reinstatement	$874.19
Queenstown Lakes District Council	Queenstown Lakes District, Otago	10145679	10142608	229551	{EC813BBC-0598-4A04-85B0-910A34B3C69A}	4 SHOTOVER DELTA ROAD LOWER SHOTOVER QUEENSTOWN 9304	Aib-24	Sewerage	TPBS Valves	Valve			$3,906.59	$3,906.59	$352.04	$4,258.64	Reinstatement	$4,258.64
Queenstown Lakes District Council	Queenstown Lakes District, Otago	10145680	10142608	229451	{EC813BBC-0598-4A04-85B0-910A34B3C69A}	4 SHOTOVER DELTA ROAD LOWER SHOTOVER QUEENSTOWN 9304	Aib-24	Sewerage	TPBS Valves	Solenoid Valve			$1,001.60	$1,001.60	$90.26	$1,091.86	Reinstatement	$1,091.86
Queenstown Lakes District Council	Queenstown Lakes District, Otago	10145681	10142627	79664	{7AE69CE2-C9B4-45F2-BCC0-7DCB1E4A6C66}	16 LLOYD DUNN AVENUE RD 2 WANAKA 9305	Aib-24	Sewerage	Electrical Equipment	Variable Speed Drive	2008	04/11/2008	$17,502.55	$17,502.55	$1,577.25	$19,079.80	Reinstatement	$19,079.80
Queenstown Lakes District Council	Queenstown Lakes District, Otago	10145682	10142608	210889	{EC813BBC-0598-4A04-85B0-910A34B3C69A}	4 SHOTOVER DELTA ROAD LOWER SHOTOVER QUEENSTOWN 9304	Aib-24	Sewerage	TPBS Valves	Valve			$11,718.13	$11,718.13	$1,055.98	$12,774.12	Reinstatement	$12,774.12
Queenstown Lakes District Council	Queenstown Lakes District, Otago	10145683	10142658	237011	{D458CA5E-B986-47C6-AD40-8359B08B7A97}	13 LAKE AVENUE FRANKTON QUEENSTOWN 9300	Aib-24	Sewerage	TPBS Valves	Valve	2012	08/08/2012	$8,984.99	$8,984.99	$809.69	$9,794.67	Reinstatement	$9,794.67
Queenstown Lakes District Council	Queenstown Lakes District, Otago	10145684	10142608	229603	{EC813BBC-0598-4A04-85B0-910A34B3C69A}	4 SHOTOVER DELTA ROAD LOWER SHOTOVER QUEENSTOWN 9304	Aib-24	Sewerage	TPBS Valves	Valve			$3,906.59	$3,906.59	$352.04	$4,258.64	Reinstatement	$4,258.64
Queenstown Lakes District Council	Queenstown Lakes District, Otago	10145685	10005509	217468	{8676A526-81E3-4CA9-ABD2-75193281F4D3}	903A LAKE HAYES-ARROW JUNCTION HIGHWAY RD 1 QUEENSTOWN 9371	Aib-24	Water Supply	TPBS Valves	Valve	2003	01/01/2003	$11,718.13	$11,718.13	$1,055.98	$12,774.12	Reinstatement	$12,774.12
Queenstown Lakes District Council	Queenstown Lakes District, Otago	10145686	10142569	3830	{201B972B-7B33-4F90-B798-F691FB77F6A7}	LAKEVIEW TERRACE RD 2 WANAKA 9382	Aib-24	Sewerage	TPBS Valves	Valve	1988	01/01/1988	$2,148.86	$2,148.86	$193.65	$2,342.51	Indemnity	$789.80
Queenstown Lakes District Council	Queenstown Lakes District, Otago	10145687	10142559	3669	{3DD08F3B-DC64-44F5-892D-92E51C2B1FEC}	139 GORGE ROAD QUEENSTOWN 9300	Aib-24	Sewerage	Electrical Equipment	Telemetry	2002	01/01/2002	$48,362.93	$48,362.93	$4,358.25	$52,721.18	Indemnity	$3,905.24
Queenstown Lakes District Council	Queenstown Lakes District, Otago	10145688	10142627	79514	{7AE69CE2-C9B4-45F2-BCC0-7DCB1E4A6C66}	16 LLOYD DUNN AVENUE RD 2 WANAKA 9305	Aib-24	Sewerage	TPBS Valves	Valve	2008	04/11/2008	$391.14	$391.14	$35.25	$426.39	Reinstatement	$426.39
Queenstown Lakes District Council	Queenstown Lakes District, Otago	10145689	10142608	210975	{EC813BBC-0598-4A04-85B0-910A34B3C69A}	4 SHOTOVER DELTA ROAD LOWER SHOTOVER QUEENSTOWN 9304	Aib-24	Sewerage	TPBS Valves	Valve			$11,718.13	$11,718.13	$1,055.98	$12,774.12	Reinstatement	$12,774.12
Queenstown Lakes District Council	Queenstown Lakes District, Otago	10145690	10142608	210979	{EC813BBC-0598-4A04-85B0-910A34B3C69A}	4 SHOTOVER DELTA ROAD LOWER SHOTOVER QUEENSTOWN 9304	Aib-24	Sewerage	TPBS Valves	Valve			$11,718.13	$11,718.13	$1,055.98	$12,774.12	Reinstatement	$12,774.12
Queenstown Lakes District Council	Queenstown Lakes District, Otago	10145691	10142627	79559	{7AE69CE2-C9B4-45F2-BCC0-7DCB1E4A6C66}	16 LLOYD DUNN AVENUE RD 2 WANAKA 9305	Aib-24	Sewerage	TPBS Valves	Valve	2008	04/11/2008	$2,343.63	$2,343.63	$211.20	$2,554.82	Reinstatement	$2,554.82
Queenstown Lakes District Council	Queenstown Lakes District, Otago	10145692	10005510	211024	{B74C0D24-06EC-4EDC-8E19-B118A11D4AFD}	13 CROWS NEST ROAD ARTHURS POINT QUEENSTOWN 9371	Aib-24	Water Supply	TPBS Valves	Valve	1988	01/01/1988	$2,929.53	$2,929.53	$264.00	$3,193.53	Reinstatement	$3,193.53
Queenstown Lakes District Council	Queenstown Lakes District, Otago	10145693	10005513	4047	{5EA3AF37-8F1D-43A0-B278-FA00A674AF37}	GOLDFIELD HEIGHTS QUEENSTOWN 9300	Aib-24	Water Supply	Structures	Reservoir	2003	01/01/2003	$382,500.65	$382,500.65	$34,469.20	$416,969.85	Reinstatement	$416,969.85
Queenstown Lakes District Council	Queenstown Lakes District, Otago	10145694	10142589	210528	{B307C4EC-CC6E-407E-9D6C-4861428A5998}	MIDDLESEX STREET ARROWTOWN 9302	Aib-24	Water Supply	TPBS Valves	Valve			$977.06	$977.06	$88.05	$1,065.11	Indemnity	$589.49
Queenstown Lakes District Council	Queenstown Lakes District, Otago	10145695	10142545	217267	{6F474EC7-717E-483A-9FC3-D4376815868B}	CHURCH ROAD RD 2 WANAKA 9382	Aib-24	Sewerage	TPBS Valves	Valve	2006	01/01/2006	$977.06	$977.06	$88.05	$1,065.11	Indemnity	$598.97
Queenstown Lakes District Council	Queenstown Lakes District, Otago	10145696	10142620	217486	{06781CC6-B1E9-4E63-B20E-69131BD675AB}	GLENORCHY-QUEENSTOWN ROAD CLOSEBURN QUEENSTOWN 9371	Aib-24	Water Supply	Pumps	Pump	2013	01/10/2013	$7,072.74	$7,072.74	$637.36	$7,710.11	Indemnity	$3,263.51
Queenstown Lakes District Council	Queenstown Lakes District, Otago	10145697	10142601	2957	{8B5EA8A0-1142-4E33-8F12-0992C807F3CD}	LAKE ESPLANADE QUEENSTOWN 9300	Aib-24	Water Supply	TPBS Valves	Valve	1998	01/01/1998	$4,101.35	$4,101.35	$369.59	$4,470.94	Indemnity	$2,024.56
Queenstown Lakes District Council	Queenstown Lakes District, Otago	10145698	10142608	229511	{EC813BBC-0598-4A04-85B0-910A34B3C69A}	4 SHOTOVER DELTA ROAD LOWER SHOTOVER QUEENSTOWN 9304	Aib-24	Sewerage	Electrical Equipment	Variable Speed Drive			$55,004.98	$55,004.98	$4,956.80	$59,961.78	Reinstatement	$59,961.78
Queenstown Lakes District Council	Queenstown Lakes District, Otago	10145699	10005506	231236	{EB1CA1D9-723D-42A6-8D0D-016D90DCFFF8}	WANAKA-MOUNT ASPIRING ROAD WANAKA 9382	Aib-24	Water Supply	Electrical Equipment	Switchboard	2012	13/02/2012	$122,389.23	$122,389.23	$11,029.16	$133,418.39	Reinstatement	$133,418.39
Queenstown Lakes District Council	Queenstown Lakes District, Otago	10145700	10142630	202014	{DC81B536-EA8D-4763-B2C8-0AB48FE76118}	BALMORAL	Aib-24	Water Supply	TPBS Valves	Valve			$11,718.13	$11,718.13	$1,055.98	$12,774.12	Indemnity	$8,355.32
Queenstown Lakes District Council	Queenstown Lakes District, Otago	10145701	10142608	79245	{EC813BBC-0598-4A04-85B0-910A34B3C69A}	4 SHOTOVER DELTA ROAD LOWER SHOTOVER QUEENSTOWN 9304	Aib-24	Sewerage	Structures	Reservoir	1900	02/01/1900	$13,530.53	$13,530.53	$1,219.31	$14,749.84	Reinstatement	$14,749.84
Queenstown Lakes District Council	Queenstown Lakes District, Otago	10145702	10142592	239149	{1441677E-AEC0-486C-A09A-41F9129EEF70}	HOWARDS DRIVE LAKE HAYES QUEENSTOWN 9304	Aib-24	Water Supply	TPBS Valves	Valve	2006	01/01/2006	$11,718.13	$11,718.13	$1,055.98	$12,774.12	Indemnity	$7,498.37
Queenstown Lakes District Council	Queenstown Lakes District, Otago	10145703	10142619	245900	{89034D7D-5C5D-4987-9FB3-9F51E14509EE}	PENINSULA ROAD KELVIN HEIGHTS QUEENSTOWN 9300	Aib-24	Water Supply	Pumps	Pump	2013	01/10/2013	$53,145.51	$53,145.51	$4,789.23	$57,934.74	Indemnity	$23,173.69
Queenstown Lakes District Council	Queenstown Lakes District, Otago	10145704	10142587	233006	{036A3D05-D9AB-460F-9DE6-565470B8F619}	GLENORCHY-QUEENSTOWN ROAD CLOSEBURN QUEENSTOWN 9371	Aib-24	Water Supply	TPBS Valves	Valve	2012	29/06/2012	$11,718.13	$11,718.13	$1,055.98	$12,774.12	Indemnity	$8,783.80
Queenstown Lakes District Council	Queenstown Lakes District, Otago	10145705	10005504	3160	{D45D83B1-FE65-41B2-9D42-BB08E80F3FA6}	ANDERSON ROAD WANAKA 9305	Aib-24	Water Supply	TPBS Valves	Valve	1989	01/01/1989	$2,929.53	$2,929.53	$264.00	$3,193.53	Reinstatement	$3,193.53
Queenstown Lakes District Council	Queenstown Lakes District, Otago	10145706	10115351	4174	{03F38B5B-C721-447B-AE37-F534A101130D}	LOMOND CRESCENT	Aib-24	Water Supply	Structures	Reservoir	1989	01/01/1989	$30,202.53	$30,202.53	$2,721.71	$32,924.24	Reinstatement	$32,924.24
Queenstown Lakes District Council	Queenstown Lakes District, Otago	10145708	10142562	3500	{5AA4AEBA-5A65-4912-B4D5-13268CE0E2CE}	100 RIVERSIDE ROAD FRANKTON QUEENSTOWN 9300	Aib-24	Sewerage	TPBS Valves	Valve	1996	01/01/1996	$2,148.86	$2,148.86	$193.65	$2,342.51	Indemnity	$982.17
Queenstown Lakes District Council	Queenstown Lakes District, Otago	10145709	10142623	202068	{8E0D674A-5C93-471A-B834-A81AE41C2BC2}	DOMAIN ROAD	Aib-24	Sewerage	TPBS Valves	Valve			$2,929.53	$2,929.53	$264.00	$3,193.53	Indemnity	$1,981.71
Queenstown Lakes District Council	Queenstown Lakes District, Otago	10145710	10005511	3103	{EE009851-514C-4301-B8D0-22DA3E4E77A8}	HOWARDS DRIVE LAKE HAYES QUEENSTOWN 9304	Aib-24	Water Supply	TPBS Valves	Valve	2006	01/01/2006	$11,718.13	$11,718.13	$1,055.98	$12,774.12	Reinstatement	$12,774.12
Queenstown Lakes District Council	Queenstown Lakes District, Otago	10145712	10142632	215542	{BE622366-B21E-40B0-B52D-0BD9DAF4CACE}	BROADVIEW RISE	Aib-24	Water Supply	TPBS Valves	Valve	2010	30/11/2010	$11,718.13	$11,718.13	$1,055.98	$12,774.12	Indemnity	$8,355.32
Queenstown Lakes District Council	Queenstown Lakes District, Otago	10145749	10142627	79497	{7AE69CE2-C9B4-45F2-BCC0-7DCB1E4A6C66}	16 LLOYD DUNN AVENUE RD 2 WANAKA 9305	Aib-24	Sewerage	TPBS Valves	Valve	2008	04/11/2008	$780.66	$780.66	$70.35	$851.01	Reinstatement	$851.01
Queenstown Lakes District Council	Queenstown Lakes District, Otago	10145750	10142551	4223	{64B4E173-F898-487D-9E81-9C96C8087249}	ARROWTOWN-LAKE HAYES ROAD RD 1 QUEENSTOWN 9371	Aib-24	Sewerage	Structures	Well	2002	01/01/2002	$91,673.06	$91,673.06	$8,261.16	$99,934.22	Indemnity	$62,420.82
Queenstown Lakes District Council	Queenstown Lakes District, Otago	10145751	10142627	79613	{7AE69CE2-C9B4-45F2-BCC0-7DCB1E4A6C66}	16 LLOYD DUNN AVENUE RD 2 WANAKA 9305	Aib-24	Sewerage	TPBS Valves	Valve	2008	04/11/2008	$2,148.86	$2,148.86	$193.65	$2,342.51	Reinstatement	$2,342.51
Queenstown Lakes District Council	Queenstown Lakes District, Otago	10145752	10142573	3956	{B06B8B8A-D4E6-4CEE-94DC-B61B7504E3BD}	WAIMANA PLACE WANAKA 9305	Aib-24	Sewerage	Structures	Well	1991	01/01/1991	$69,613.08	$69,613.08	$6,273.21	$75,886.29	Indemnity	$37,373.10
Queenstown Lakes District Council	Queenstown Lakes District, Otago	10145754	10142630	202007	{DC81B536-EA8D-4763-B2C8-0AB48FE76118}	BALMORAL	Aib-24	Water Supply	Pumps	Pump			$43,452.42	$43,452.42	$3,915.73	$47,368.15	Indemnity	$14,034.88
Queenstown Lakes District Council	Queenstown Lakes District, Otago	10145755	10142587	226113	{036A3D05-D9AB-460F-9DE6-565470B8F619}	GLENORCHY-QUEENSTOWN ROAD CLOSEBURN QUEENSTOWN 9371	Aib-24	Water Supply	TPBS Valves	Valve			$11,718.13	$11,718.13	$1,055.98	$12,774.12	Indemnity	$4,284.78
Queenstown Lakes District Council	Queenstown Lakes District, Otago	10145756	10142553	4226	{6032F183-CDD0-4AB4-AC42-817A7DEF3634}	59 ARROWTOWN-LAKE HAYES ROAD RD 1 QUEENSTOWN 9371	Aib-24	Sewerage	Structures	Well	2002	01/01/2002	$67,624.61	$67,624.61	$6,094.02	$73,718.63	Indemnity	$46,046.06
Queenstown Lakes District Council	Queenstown Lakes District, Otago	10145757	10115350	210427	{B7214F29-F8F6-49EE-BF1D-F3E3B5DC9FDF}	MIDDLESEX STREET ARROWTOWN 9302	Aib-24	Water Supply	TPBS Valves	Valve			$8,790.24	$8,790.24	$792.14	$9,582.37	Reinstatement	$9,582.37
Queenstown Lakes District Council	Queenstown Lakes District, Otago	10145758	10142604	4132	{14EF4B20-0465-4DBA-8FFE-97C7DBFF07C5}	DOMAIN ROAD RD 2 WANAKA 9382	Aib-24	Sewerage	Structures	Waveboard	1988	01/01/1988	$46,531.66	$46,531.66	$4,193.22	$50,724.88	Indemnity	$17,102.49
Queenstown Lakes District Council	Queenstown Lakes District, Otago	10145759	10142637	210866	{8F07E1B9-9906-497F-97AE-1A5275B5D8FC}	707 WANAKA-LUGGATE HIGHWAY RD 2 WANAKA 9382	Aib-24	Water Supply	Structures	Surge Tank			$2,527.88	$2,527.88	$227.80	$2,755.68	Indemnity	$466.57
Queenstown Lakes District Council	Queenstown Lakes District, Otago	10145760	10142627	79562	{7AE69CE2-C9B4-45F2-BCC0-7DCB1E4A6C66}	16 LLOYD DUNN AVENUE RD 2 WANAKA 9305	Aib-24	Sewerage	TPBS Valves	Valve	2008	04/11/2008	$391.14	$391.14	$35.25	$426.39	Reinstatement	$426.39
Queenstown Lakes District Council	Queenstown Lakes District, Otago	10145761	10142627	79527	{7AE69CE2-C9B4-45F2-BCC0-7DCB1E4A6C66}	16 LLOYD DUNN AVENUE RD 2 WANAKA 9305	Aib-24	Sewerage	TPBS Valves	Valve	2008	04/11/2008	$391.14	$391.14	$35.25	$426.39	Reinstatement	$426.39
Queenstown Lakes District Council	Queenstown Lakes District, Otago	10145762	10115350	210422	{B7214F29-F8F6-49EE-BF1D-F3E3B5DC9FDF}	MIDDLESEX STREET ARROWTOWN 9302	Aib-24	Water Supply	TPBS Valves	Valve			$4,101.35	$4,101.35	$369.59	$4,470.94	Reinstatement	$4,470.94
Queenstown Lakes District Council	Queenstown Lakes District, Otago	10145763	10142608	229576	{EC813BBC-0598-4A04-85B0-910A34B3C69A}	4 SHOTOVER DELTA ROAD LOWER SHOTOVER QUEENSTOWN 9304	Aib-24	Sewerage	TPBS Valves	Valve			$3,906.59	$3,906.59	$352.04	$4,258.64	Reinstatement	$4,258.64
Queenstown Lakes District Council	Queenstown Lakes District, Otago	10145764	10142647	241981	{7378C279-7B9E-4108-B4B4-80695774E1E1}	69 NICHOL STREET RD 2 WANAKA 9382	Aib-24	Sewerage	Structures	Wet Well Lid	2013	01/05/2013	$5,757.42	$5,757.42	$518.83	$6,276.25	reinstatement	$6,276.25
Queenstown Lakes District Council	Queenstown Lakes District, Otago	10145765	10142580	79169	{CBD06528-72E0-4678-BC4A-93B207D1B10E}	163 ARDMORE STREET WANAKA 9305	Aib-24	Sewerage	Structures	Wet Well Lid			$5,757.42	$5,757.42	$518.83	$6,276.25	Reinstatement	$6,276.25
Queenstown Lakes District Council	Queenstown Lakes District, Otago	10145766	10142627	79605	{7AE69CE2-C9B4-45F2-BCC0-7DCB1E4A6C66}	16 LLOYD DUNN AVENUE RD 2 WANAKA 9305	Aib-24	Sewerage	TPBS Valves	Valve	2008	04/11/2008	$1,366.57	$1,366.57	$123.15	$1,489.71	Reinstatement	$1,489.71
Queenstown Lakes District Council	Queenstown Lakes District, Otago	10145767	10142614	206943	{D5657136-69A8-42AA-9950-92C7BAD61D7F}	3840 ALICE BURN DRIVE RD 3 CROMWELL 9383	Aib-24	Water Supply	TPBS Valves	Valve			$11,718.13	$11,718.13	$1,055.98	$12,774.12	Indemnity	$5,406.99
Queenstown Lakes District Council	Queenstown Lakes District, Otago	10145768	10142604	210837	{14EF4B20-0465-4DBA-8FFE-97C7DBFF07C5}	DOMAIN ROAD RD 2 WANAKA 9382	Aib-24	Sewerage	Structures	Mechanical Screen	2010	01/08/2010	$12,015.68	$12,015.68	$1,082.80	$13,098.48	Indemnity	$1,455.37
Queenstown Lakes District Council	Queenstown Lakes District, Otago	10145769	10142549	224492	{9A5BC8CC-0C45-4D57-96DC-3C687931084D}	109 MCDONNELL ROAD ARROWTOWN 9302	Aib-24	Sewerage	Structures	Wet Well Lid	2011	31/07/2011	$5,757.42	$5,757.42	$518.83	$6,276.25	Indemnity	$4,598.78
Queenstown Lakes District Council	Queenstown Lakes District, Otago	10145770	10142641	221385	{F64CD052-0457-4E83-935B-E5DF01601346}	1128 WANAKA-MOUNT ASPIRING ROAD GLENDHU BAY WANAKA 9382	Aib-24	Water Supply	TPBS Valves	Valve	2010	29/11/2010	$11,718.13	$11,718.13	$1,055.98	$12,774.12	Indemnity	$8,355.32
Queenstown Lakes District Council	Queenstown Lakes District, Otago	10145771	10142559	224504	{3DD08F3B-DC64-44F5-892D-92E51C2B1FEC}	139 GORGE ROAD QUEENSTOWN 9300	Aib-24	Sewerage	Electrical Equipment	Switchboard			$30,581.99	$30,581.99	$2,755.91	$33,337.90	Indemnity	$2,469.45
Queenstown Lakes District Council	Queenstown Lakes District, Otago	10145772	10142627	79639	{7AE69CE2-C9B4-45F2-BCC0-7DCB1E4A6C66}	16 LLOYD DUNN AVENUE RD 2 WANAKA 9305	Aib-24	Sewerage	TPBS Valves	Pressure Reducing Va	2008	04/11/2008	$2,666.66	$2,666.66	$240.31	$2,906.97	Reinstatement	$2,906.97
Queenstown Lakes District Council	Queenstown Lakes District, Otago	10145773	10142664	250699	{8B7815F9-F066-4EF4-8660-1250182FF865}	49 FRANKTON ROAD QUEENSTOWN 9300	Aib-24	Water Supply	Electrical Equipment	Switchboard	2014	02/03/2014	$232,752.17	$232,752.17	$20,974.56	$253,726.73	Indemnity	$112,766.43
Queenstown Lakes District Council	Queenstown Lakes District, Otago	10145774	10142629	206914	{C75F3211-48B4-43FE-89B4-3DC012DEEDC8}	ATLEY ROAD	Aib-24	Sewerage	Structures	Wet Well Lid	2008	01/02/2008	$5,757.42	$5,757.42	$518.83	$6,276.25	Indemnity	$4,372.61
Queenstown Lakes District Council	Queenstown Lakes District, Otago	10145775	10142589	2798	{B307C4EC-CC6E-407E-9D6C-4861428A5998}	MIDDLESEX STREET ARROWTOWN 9302	Aib-24	Water Supply	TPBS Valves	Valve	2004	01/01/2004	$3,125.92	$3,125.92	$281.69	$3,407.62	Indemnity	$1,885.96
Queenstown Lakes District Council	Queenstown Lakes District, Otago	10145776	10142613	210095	{A8583AED-3506-4687-84A0-9DB24649ADD6}	WANAKA-MOUNT ASPIRING ROAD WANAKA 9382	Aib-24	Water Supply	TPBS Valves	Valve			$11,718.13	$11,718.13	$1,055.98	$12,774.12	Indemnity	$4,055.24
Queenstown Lakes District Council	Queenstown Lakes District, Otago	10145777	10142601	2952	{8B5EA8A0-1142-4E33-8F12-0992C807F3CD}	LAKE ESPLANADE QUEENSTOWN 9300	Aib-24	Water Supply	TPBS Valves	Valve	1998	01/01/1998	$2,148.86	$2,148.86	$193.65	$2,342.51	Indemnity	$1,060.75
Queenstown Lakes District Council	Queenstown Lakes District, Otago	10145778	10142627	79591	{7AE69CE2-C9B4-45F2-BCC0-7DCB1E4A6C66}	16 LLOYD DUNN AVENUE RD 2 WANAKA 9305	Aib-24	Sewerage	TPBS Valves	Valve	2008	05/11/2008	$1,366.57	$1,366.57	$123.15	$1,489.71	Reinstatement	$1,489.71
Queenstown Lakes District Council	Queenstown Lakes District, Otago	10145779	10142627	79509	{7AE69CE2-C9B4-45F2-BCC0-7DCB1E4A6C66}	16 LLOYD DUNN AVENUE RD 2 WANAKA 9305	Aib-24	Sewerage	TPBS Valves	Valve	2008	04/11/2008	$1,366.57	$1,366.57	$123.15	$1,489.71	Reinstatement	$1,489.71
Queenstown Lakes District Council	Queenstown Lakes District, Otago	10145780	10142627	79561	{7AE69CE2-C9B4-45F2-BCC0-7DCB1E4A6C66}	16 LLOYD DUNN AVENUE RD 2 WANAKA 9305	Aib-24	Sewerage	TPBS Valves	Valve	2008	04/11/2008	$391.14	$391.14	$35.25	$426.39	Reinstatement	$426.39
Queenstown Lakes District Council	Queenstown Lakes District, Otago	10145781	10142637	224736	{8F07E1B9-9906-497F-97AE-1A5275B5D8FC}	707 WANAKA-LUGGATE HIGHWAY RD 2 WANAKA 9382	Aib-24	Water Supply	Electrical Equipment	Switchboard			$156,470.77	$156,470.77	$14,100.43	$170,571.19	Indemnity	$15,959.74
Queenstown Lakes District Council	Queenstown Lakes District, Otago	10145782	10142543	79153	{945B4DDC-C814-44AB-8A72-EFE1C552066A}	PISA ROAD	Aib-24	Sewerage	Structures	Wet Well Lid			$5,757.42	$5,757.42	$518.83	$6,276.25	Indemnity	$4,057.34
Queenstown Lakes District Council	Queenstown Lakes District, Otago	10145783	10142554	3455	{5DEDF20F-21CC-4219-BFCC-1771FF6DC8FD}	700 MOKE LAKE ROAD BEN LOMOND QUEENSTOWN 9371	Aib-24	Sewerage	Electrical Equipment	Switchboard	2000	01/01/2000	$308,455.96	$308,455.96	$27,796.63	$336,252.60	Indemnity	$22,991.43
Queenstown Lakes District Council	Queenstown Lakes District, Otago	10145784	10142558	3477	{8140ABC2-039A-4444-AE36-570292AD2576}	13 LAKE AVENUE FRANKTON QUEENSTOWN 9300	Aib-24	Sewerage	Electrical Equipment	Switchboard	1997	01/01/1997	$1,160,636.65	$1,160,636.65	$104,591.24	$1,265,227.89	Indemnity	$77,561.17
Queenstown Lakes District Council	Queenstown Lakes District, Otago	10145785	10142611	3359	{6AB85459-F98F-4B45-BF58-32E06558AD54}	KIRIMOKO CRESCENT WANAKA 9305	Aib-24	Water Supply	Electrical Equipment	Switchboard	2003	01/01/2003	$153,870.85	$153,870.85	$13,866.13	$167,736.99	Indemnity	$12,965.06
Queenstown Lakes District Council	Queenstown Lakes District, Otago	10145786	10142550	209911	{2CEA9B91-0AA3-4502-AA03-C55553D661BB}	7 RUTHERFORD ROAD RD 1 QUEENSTOWN 9371	Aib-24	Sewerage	TPBS Valves	Valve			$391.14	$391.14	$35.25	$426.39	Indemnity	$221.68
Queenstown Lakes District Council	Queenstown Lakes District, Otago	10145787	10142608	3808	{EC813BBC-0598-4A04-85B0-910A34B3C69A}	4 SHOTOVER DELTA ROAD LOWER SHOTOVER QUEENSTOWN 9304	Aib-24	Sewerage	Electrical Equipment	Switchboard	2001	01/01/2001	$166,199.74	$166,199.74	$14,977.16	$181,176.89	Reinstatement	$181,176.89
Queenstown Lakes District Council	Queenstown Lakes District, Otago	10145788	10142567	3523	{1A6BBC63-F933-4C82-9843-88E125325CB4}	CEDAR DRIVE	Aib-24	Sewerage	Electrical Equipment	Switchboard	1995	01/01/1995	$111,714.97	$111,714.97	$10,067.24	$121,782.21	Indemnity	$10,148.43
Queenstown Lakes District Council	Queenstown Lakes District, Otago	10145789	10142566	3533	{9066EF44-277E-4EB0-A92D-D34D0A70D53E}	PENINSULA ROAD KELVIN HEIGHTS QUEENSTOWN 9300	Aib-24	Sewerage	Electrical Equipment	Switchboard	1995	01/01/1995	$214,350.28	$214,350.28	$19,316.26	$233,666.55	Indemnity	$19,472.04
Queenstown Lakes District Council	Queenstown Lakes District, Otago	10145790	10142688	272759	{E156B2D6-04BB-4E99-9D4E-4711E3E006C8}	LAKEVIEW TERRACE RD 2 WANAKA 9382	Aib-24	Water Supply	TPBS Valves	Valve	2015	01/10/2015	$5,531.67	$5,531.67	$498.49	$6,030.16	Indemnity	$4,395.28
Queenstown Lakes District Council	Queenstown Lakes District, Otago	10145791	10142631	210104	{AF6301FF-6B9D-4DB1-B65E-270D91236E4D}	215 TUCKER BEACH ROAD RD 1 QUEENSTOWN 9371	Aib-24	Sewerage	TPBS Valves	Valve	2010	01/10/2010	$11,718.13	$11,718.13	$1,055.98	$12,774.12	Indemnity	$8,355.32
Queenstown Lakes District Council	Queenstown Lakes District, Otago	10145792	10142625	79350	{6EFDB77B-3B91-437E-8013-7F0743951CC5}	ALBERTOWN	Aib-24	Sewerage	Electrical Equipment	Switchboard	2008	04/11/2008	$911,824.83	$911,824.83	$82,169.46	$993,994.30	Indemnity	$210,367.29
Queenstown Lakes District Council	Queenstown Lakes District, Otago	10145793	10142539	3753	{0B658591-43FC-44ED-BDF7-7AC00D2567EF}	DUNGARVON STREET WANAKA 9305	Aib-24	Sewerage	TPBS Valves	Valve	1974	01/01/1974	$3,125.92	$3,125.92	$281.69	$3,407.62	Reinstatement	$3,407.62
Queenstown Lakes District Council	Queenstown Lakes District, Otago	10145794	10142627	79574	{7AE69CE2-C9B4-45F2-BCC0-7DCB1E4A6C66}	16 LLOYD DUNN AVENUE RD 2 WANAKA 9305	Aib-24	Sewerage	TPBS Valves	Valve	2008	04/11/2008	$780.66	$780.66	$70.35	$851.01	Reinstatement	$851.01
Queenstown Lakes District Council	Queenstown Lakes District, Otago	10145795	10142602	2966	{9C18173E-1F6A-44D4-8785-624992AA7CD5}	GLENORCHY-QUEENSTOWN ROAD CLOSEBURN QUEENSTOWN 9371	Aib-24	Water Supply	Electrical Equipment	Switchboard	1981	01/01/1981	$376,145.40	$376,145.40	$33,896.50	$410,041.90	Indemnity	$16,199.04
Queenstown Lakes District Council	Queenstown Lakes District, Otago	10145796	10142627	79521	{7AE69CE2-C9B4-45F2-BCC0-7DCB1E4A6C66}	16 LLOYD DUNN AVENUE RD 2 WANAKA 9305	Aib-24	Sewerage	TPBS Valves	Valve	2008	04/11/2008	$8,984.99	$8,984.99	$809.69	$9,794.67	Reinstatement	$9,794.67
Queenstown Lakes District Council	Queenstown Lakes District, Otago	10145797	10142545	3776	{6F474EC7-717E-483A-9FC3-D4376815868B}	CHURCH ROAD RD 2 WANAKA 9382	Aib-24	Sewerage	TPBS Valves	Valve	2006	01/01/2006	$977.06	$977.06	$88.05	$1,065.11	Indemnity	$598.97
Queenstown Lakes District Council	Queenstown Lakes District, Otago	10145798	10142548	3410	{11D272C7-95C7-40F1-AB59-FC7B0216C5DD}	NORFOLK STREET	Aib-24	Sewerage	Electrical Equipment	Switchboard	1994	01/01/1994	$520,333.52	$520,333.52	$46,890.07	$567,223.59	Indemnity	$45,835.84
Queenstown Lakes District Council	Queenstown Lakes District, Otago	10145799	10142620	209816	{06781CC6-B1E9-4E63-B20E-69131BD675AB}	GLENORCHY-QUEENSTOWN ROAD CLOSEBURN QUEENSTOWN 9371	Aib-24	Water Supply	TPBS Valves	Valve			$11,718.13	$11,718.13	$1,055.98	$12,774.12	Indemnity	$454.19
Queenstown Lakes District Council	Queenstown Lakes District, Otago	10145800	10142621	79276	{3FA57A6E-A114-45D3-9D90-DD589BD3AA1C}	MIDDELTON ROAD	Aib-24	Water Supply	Electrical Equipment	Switchboard			$124,773.32	$124,773.32	$11,244.00	$136,017.31	Indemnity	$17,271.89
Queenstown Lakes District Council	Queenstown Lakes District, Otago	10145801	10142619	210640	{89034D7D-5C5D-4987-9FB3-9F51E14509EE}	PENINSULA ROAD KELVIN HEIGHTS QUEENSTOWN 9300	Aib-24	Water Supply	Electrical Equipment	Pressure Gauge			$903.13	$903.13	$81.39	$984.52	Indemnity	$41.67
Queenstown Lakes District Council	Queenstown Lakes District, Otago	10145802	10142632	215547	{BE622366-B21E-40B0-B52D-0BD9DAF4CACE}	BROADVIEW RISE	Aib-24	Water Supply	Electrical Equipment	Pressure Gauge	2010	30/11/2010	$878.04	$878.04	$79.13	$957.17	Indemnity	$283.60
Queenstown Lakes District Council	Queenstown Lakes District, Otago	10145803	10142594	2923	{E616D674-93A2-4D96-B069-CD60323E1486}	GLENDA DRIVE	Aib-24	Water Supply	TPBS Valves	Valve	1999	01/01/1999	$2,148.86	$2,148.86	$193.65	$2,342.51	Indemnity	$1,100.04
Queenstown Lakes District Council	Queenstown Lakes District, Otago	10145805	10142562	3497	{5AA4AEBA-5A65-4912-B4D5-13268CE0E2CE}	100 RIVERSIDE ROAD FRANKTON QUEENSTOWN 9300	Aib-24	Sewerage	Electrical Equipment	Switchboard	1996	01/01/1996	$124,649.22	$124,649.22	$11,232.82	$135,882.04	Indemnity	$11,688.67
Queenstown Lakes District Council	Queenstown Lakes District, Otago	10145806	10142627	79531	{7AE69CE2-C9B4-45F2-BCC0-7DCB1E4A6C66}	16 LLOYD DUNN AVENUE RD 2 WANAKA 9305	Aib-24	Sewerage	TPBS Valves	Valve	2008	04/11/2008	$3,125.92	$3,125.92	$281.69	$3,407.62	Reinstatement	$3,407.62
Queenstown Lakes District Council	Queenstown Lakes District, Otago	10145807	10142592	217436	{1441677E-AEC0-486C-A09A-41F9129EEF70}	HOWARDS DRIVE LAKE HAYES QUEENSTOWN 9304	Aib-24	Water Supply	Electrical Equipment	Pressure Gauge	2006	01/01/2006	$903.13	$903.13	$81.39	$984.52	Indemnity	$218.78
Queenstown Lakes District Council	Queenstown Lakes District, Otago	10145808	10142627	79520	{7AE69CE2-C9B4-45F2-BCC0-7DCB1E4A6C66}	16 LLOYD DUNN AVENUE RD 2 WANAKA 9305	Aib-24	Sewerage	TPBS Valves	Valve	2008	04/11/2008	$8,790.24	$8,790.24	$792.14	$9,582.37	Reinstatement	$9,582.37
Queenstown Lakes District Council	Queenstown Lakes District, Otago	10145809	10142627	79634	{7AE69CE2-C9B4-45F2-BCC0-7DCB1E4A6C66}	16 LLOYD DUNN AVENUE RD 2 WANAKA 9305	Aib-24	Sewerage	TPBS Valves	Valve	2008	04/11/2008	$11,718.13	$11,718.13	$1,055.98	$12,774.12	Reinstatement	$12,774.12
Queenstown Lakes District Council	Queenstown Lakes District, Otago	10145810	10142627	79456	{7AE69CE2-C9B4-45F2-BCC0-7DCB1E4A6C66}	16 LLOYD DUNN AVENUE RD 2 WANAKA 9305	Aib-24	Sewerage	Electrical Equipment	Pressure Gauge	2008	04/11/2008	$903.13	$903.13	$81.39	$984.52	Reinstatement	$984.52
Queenstown Lakes District Council	Queenstown Lakes District, Otago	10145811	10142627	79575	{7AE69CE2-C9B4-45F2-BCC0-7DCB1E4A6C66}	16 LLOYD DUNN AVENUE RD 2 WANAKA 9305	Aib-24	Sewerage	TPBS Valves	Valve	2008	04/11/2008	$780.66	$780.66	$70.35	$851.01	Reinstatement	$851.01
Queenstown Lakes District Council	Queenstown Lakes District, Otago	10145812	10142627	79619	{7AE69CE2-C9B4-45F2-BCC0-7DCB1E4A6C66}	16 LLOYD DUNN AVENUE RD 2 WANAKA 9305	Aib-24	Sewerage	TPBS Valves	Valve	2008	04/11/2008	$2,343.63	$2,343.63	$211.20	$2,554.82	Reinstatement	$2,554.82
Queenstown Lakes District Council	Queenstown Lakes District, Otago	10145813	10142643	240768	{6772A231-EDB6-427F-A65D-04E54E1F5C40}	14 WANAKA-LUGGATE HIGHWAY RD 2 WANAKA 9382	Aib-24	Water Supply	Electrical Equipment	Pressure Gauge			$903.13	$903.13	$81.39	$984.52	Indemnity	$53.04
Queenstown Lakes District Council	Queenstown Lakes District, Otago	10145814	10142575	3390	{7626DB93-6980-4CE5-AE08-3E6D0CBEE828}	76 ALISON AVENUE ALBERT TOWN WANAKA 9305	Aib-24	Sewerage	Electrical Equipment	Switchboard	1989	01/01/1989	$63,014.42	$63,014.42	$5,678.57	$68,692.99	Indemnity	$3,300.53
Queenstown Lakes District Council	Queenstown Lakes District, Otago	10145815	10142568	217367	{8523046E-B0EC-4155-A27B-D667AE130C1B}	GLENORCHY-QUEENSTOWN ROAD CLOSEBURN QUEENSTOWN 9371	Aib-24	Sewerage	TPBS Valves	Valve	2009	01/08/2009	$977.06	$977.06	$88.05	$1,065.11	Indemnity	$678.81
Queenstown Lakes District Council	Queenstown Lakes District, Otago	10145816	10142554	3464	{5DEDF20F-21CC-4219-BFCC-1771FF6DC8FD}	700 MOKE LAKE ROAD BEN LOMOND QUEENSTOWN 9371	Aib-24	Sewerage	TPBS Valves	Valve	2000	01/01/2000	$2,929.53	$2,929.53	$264.00	$3,193.53	Indemnity	$1,553.23
Queenstown Lakes District Council	Queenstown Lakes District, Otago	10145818	10142600	210583	{EA00FD14-D04D-4FB9-A0BA-93E642E8E429}	PENINSULA ROAD KELVIN HEIGHTS QUEENSTOWN 9300	Aib-24	Water Supply	Electrical Equipment	Switchboard	2010	01/07/2010	$979,195.68	$979,195.68	$88,240.62	$1,067,436.30	Indemnity	$316,274.61
Queenstown Lakes District Council	Queenstown Lakes District, Otago	10145819	10005510	211023	{B74C0D24-06EC-4EDC-8E19-B118A11D4AFD}	13 CROWS NEST ROAD ARTHURS POINT QUEENSTOWN 9371	Aib-24	Water Supply	Electrical Equipment	Switchboard			$166,199.74	$166,199.74	$14,977.16	$181,176.89	Reinstatement	$181,176.89
Queenstown Lakes District Council	Queenstown Lakes District, Otago	10145820	10005516	3134	{E74399AA-B667-48B1-8E95-76E3CA7E83DC}	LAKE ESPLANADE QUEENSTOWN 9300	Aib-24	Water Supply	TPBS Valves	Valve	1997	01/01/1997	$8,790.24	$8,790.24	$792.14	$9,582.37	Reinstatement	$9,582.37
Queenstown Lakes District Council	Queenstown Lakes District, Otago	10145821	10142641	221386	{F64CD052-0457-4E83-935B-E5DF01601346}	1128 WANAKA-MOUNT ASPIRING ROAD GLENDHU BAY WANAKA 9382	Aib-24	Water Supply	Electrical Equipment	Pressure Gauge	2010	29/11/2010	$903.13	$903.13	$81.39	$984.52	Indemnity	$291.71
Queenstown Lakes District Council	Queenstown Lakes District, Otago	10145822	10142608	210752	{EC813BBC-0598-4A04-85B0-910A34B3C69A}	4 SHOTOVER DELTA ROAD LOWER SHOTOVER QUEENSTOWN 9304	Aib-24	Sewerage	Electrical Equipment	Switchboard	2002	01/01/2002	$159,240.23	$159,240.23	$14,350.00	$173,590.23	Reinstatement	$173,590.23
Queenstown Lakes District Council	Queenstown Lakes District, Otago	10145823	10142608	229602	{EC813BBC-0598-4A04-85B0-910A34B3C69A}	4 SHOTOVER DELTA ROAD LOWER SHOTOVER QUEENSTOWN 9304	Aib-24	Sewerage	TPBS Valves	Valve			$3,906.59	$3,906.59	$352.04	$4,258.64	Reinstatement	$4,258.64
Queenstown Lakes District Council	Queenstown Lakes District, Otago	10145824	10142564	206959	{BFBFBB84-D102-4ACA-8418-8B4EB42050A5}	PARK STREET QUEENSTOWN 9300	Aib-24	Sewerage	TPBS Valves	Valve			$11,718.13	$11,718.13	$1,055.98	$12,774.12	Indemnity	$6,855.65
Queenstown Lakes District Council	Queenstown Lakes District, Otago	10145825	10142624	79351	{98499929-9F82-4319-BF12-E9E0ABE5ED5C}	SIR TIM WALLIS DRIVE RD 2 WANAKA 9305	Aib-24	Sewerage	Electrical Equipment	Switchboard			$466,002.46	$466,002.46	$41,994.00	$507,996.46	Indemnity	$107,511.52
Queenstown Lakes District Council	Queenstown Lakes District, Otago	10145826	10005503	3176	{0D6C5C1F-C741-4AE3-9003-F1942042F536}	BEACON POINT ROAD WANAKA 9305	Aib-24	Water Supply	TPBS Valves	Valve	2003	01/01/2003	$11,718.13	$11,718.13	$1,055.98	$12,774.12	Reinstatement	$12,774.12
Queenstown Lakes District Council	Queenstown Lakes District, Otago	10145827	10142608	229404	{EC813BBC-0598-4A04-85B0-910A34B3C69A}	4 SHOTOVER DELTA ROAD LOWER SHOTOVER QUEENSTOWN 9304	Aib-24	Sewerage	TPBS Valves	Valve			$3,906.59	$3,906.59	$352.04	$4,258.64	Reinstatement	$4,258.64
Queenstown Lakes District Council	Queenstown Lakes District, Otago	10145828	10142627	79555	{7AE69CE2-C9B4-45F2-BCC0-7DCB1E4A6C66}	16 LLOYD DUNN AVENUE RD 2 WANAKA 9305	Aib-24	Sewerage	TPBS Valves	Valve	2008	04/11/2008	$780.66	$780.66	$70.35	$851.01	Reinstatement	$851.01
Queenstown Lakes District Council	Queenstown Lakes District, Otago	10145829	10142580	3740	{CBD06528-72E0-4678-BC4A-93B207D1B10E}	163 ARDMORE STREET WANAKA 9305	Aib-24	Sewerage	TPBS Valves	Valve	2000	01/01/2000	$3,125.92	$3,125.92	$281.69	$3,407.62	Reinstatement	$3,407.62
Queenstown Lakes District Council	Queenstown Lakes District, Otago	10145830	10142632	215543	{BE622366-B21E-40B0-B52D-0BD9DAF4CACE}	BROADVIEW RISE	Aib-24	Water Supply	TPBS Valves	Valve	2010	30/11/2010	$11,718.13	$11,718.13	$1,055.98	$12,774.12	Indemnity	$8,355.32
Queenstown Lakes District Council	Queenstown Lakes District, Otago	10145831	10142548	216942	{11D272C7-95C7-40F1-AB59-FC7B0216C5DD}	NORFOLK STREET	Aib-24	Sewerage	TPBS Valves	Valve	1994	01/01/1994	$3,906.59	$3,906.59	$352.04	$4,258.64	Indemnity	$1,514.17
Queenstown Lakes District Council	Queenstown Lakes District, Otago	10145832	10142627	79474	{7AE69CE2-C9B4-45F2-BCC0-7DCB1E4A6C66}	16 LLOYD DUNN AVENUE RD 2 WANAKA 9305	Aib-24	Sewerage	Electrical Equipment	Pressure Switch	2008	04/11/2008	$5,015.01	$5,015.01	$451.93	$5,466.94	Reinstatement	$5,466.94
Queenstown Lakes District Council	Queenstown Lakes District, Otago	10145834	10142612	3337	{DDCEFCDD-2583-405A-963C-820BA4D54166}	PLANTATION ROAD WANAKA 9305	Aib-24	Water Supply	Electrical Equipment	Switchboard	1986	01/01/1986	$166,199.74	$166,199.74	$14,977.16	$181,176.89	Indemnity	$8,052.23
Queenstown Lakes District Council	Queenstown Lakes District, Otago	10145835	10142618	3312	{96F6CEAE-D7DD-480B-B9D7-E0E01956C4B0}	HOWARDS DRIVE LAKE HAYES QUEENSTOWN 9304	Aib-24	Water Supply	TPBS Valves	Valve	2006	01/01/2006	$2,929.53	$2,929.53	$264.00	$3,193.53	Indemnity	$1,874.59
Queenstown Lakes District Council	Queenstown Lakes District, Otago	10145836	10142593	4009	{409601BD-D90E-4E61-9D6C-6B85D0F4DF2D}	WIDGEON PLACE LAKE HAYES QUEENSTOWN 9304	Aib-24	Water Supply	Miscellaneous	Valve Chamber	2006	01/01/2006	$6,338.60	$6,338.60	$571.21	$6,909.80	Indemnity	$4,387.14
Queenstown Lakes District Council	Queenstown Lakes District, Otago	10145837	10142626	216861	{FE08E59C-05A5-4DFE-AC48-E6BED98B0C33}	ALBERTOWN	Aib-24	Sewerage	TPBS Valves	Pressure Reducing Va	2008	04/11/2008	$3,556.06	$3,556.06	$320.46	$3,876.51	Indemnity	$2,405.53
Queenstown Lakes District Council	Queenstown Lakes District, Otago	10145838	10142608	210892	{EC813BBC-0598-4A04-85B0-910A34B3C69A}	4 SHOTOVER DELTA ROAD LOWER SHOTOVER QUEENSTOWN 9304	Aib-24	Sewerage	TPBS Valves	Pressure Reducing Va			$3,556.06	$3,556.06	$320.46	$3,876.51	Reinstatement	$3,876.51
Queenstown Lakes District Council	Queenstown Lakes District, Otago	10145839	10142627	79644	{7AE69CE2-C9B4-45F2-BCC0-7DCB1E4A6C66}	16 LLOYD DUNN AVENUE RD 2 WANAKA 9305	Aib-24	Sewerage	TPBS Valves	Pressure Reducing Va	2008	04/11/2008	$1,243.95	$1,243.95	$112.10	$1,356.05	Reinstatement	$1,356.05
Queenstown Lakes District Council	Queenstown Lakes District, Otago	10145840	10142688	272770	{E156B2D6-04BB-4E99-9D4E-4711E3E006C8}	LAKEVIEW TERRACE RD 2 WANAKA 9382	Aib-24	Water Supply	TPBS Valves	Valve	2015	01/10/2015	$8,592.21	$8,592.21	$774.29	$9,366.50	Indemnity	$6,827.08
Queenstown Lakes District Council	Queenstown Lakes District, Otago	10145841	10142627	79625	{7AE69CE2-C9B4-45F2-BCC0-7DCB1E4A6C66}	16 LLOYD DUNN AVENUE RD 2 WANAKA 9305	Aib-24	Sewerage	TPBS Valves	Valve	2008	04/11/2008	$391.14	$391.14	$35.25	$426.39	Reinstatement	$426.39
Queenstown Lakes District Council	Queenstown Lakes District, Otago	10145842	10142608	229610	{EC813BBC-0598-4A04-85B0-910A34B3C69A}	4 SHOTOVER DELTA ROAD LOWER SHOTOVER QUEENSTOWN 9304	Aib-24	Sewerage	TPBS Valves	Pressure Reducing Va			$2,312.11	$2,312.11	$208.36	$2,520.46	Reinstatement	$2,520.46
Queenstown Lakes District Council	Queenstown Lakes District, Otago	10145843	10142584	2996	{BA75368B-EB32-42CE-B5DB-1FEB1B136268}	20 ANDERSON ROAD WANAKA 9305	Aib-24	Water Supply	TPBS Valves	Valve	1989	01/01/1989	$3,125.92	$3,125.92	$281.69	$3,407.62	Indemnity	$1,169.07
Queenstown Lakes District Council	Queenstown Lakes District, Otago	10145844	10142688	272760	{E156B2D6-04BB-4E99-9D4E-4711E3E006C8}	LAKEVIEW TERRACE RD 2 WANAKA 9382	Aib-24	Water Supply	TPBS Valves	Valve	2015	01/10/2015	$5,531.67	$5,531.67	$498.49	$6,030.16	Indemnity	$4,395.28
Queenstown Lakes District Council	Queenstown Lakes District, Otago	10145845	10142585	3025	{767761CE-6F02-4C52-82D7-98197697E501}	WANAKA-MOUNT ASPIRING ROAD WANAKA 9382	Aib-24	Water Supply	Electrical Equipment	Telemetry	2003	01/01/2003	$46,732.19	$46,732.19	$4,211.29	$50,943.48	Indemnity	$3,937.63
Queenstown Lakes District Council	Queenstown Lakes District, Otago	10145846	10142626	216860	{FE08E59C-05A5-4DFE-AC48-E6BED98B0C33}	ALBERTOWN	Aib-24	Sewerage	TPBS Valves	Pressure Reducing Va	2008	04/11/2008	$3,556.06	$3,556.06	$320.46	$3,876.51	Indemnity	$2,405.53
Queenstown Lakes District Council	Queenstown Lakes District, Otago	10145847	10142627	79578	{7AE69CE2-C9B4-45F2-BCC0-7DCB1E4A6C66}	16 LLOYD DUNN AVENUE RD 2 WANAKA 9305	Aib-24	Sewerage	TPBS Valves	Pressure Reducing Va	2008	04/11/2008	$1,956.05	$1,956.05	$176.27	$2,132.31	Reinstatement	$2,132.31
Queenstown Lakes District Council	Queenstown Lakes District, Otago	10145848	10142627	79638	{7AE69CE2-C9B4-45F2-BCC0-7DCB1E4A6C66}	16 LLOYD DUNN AVENUE RD 2 WANAKA 9305	Aib-24	Sewerage	TPBS Valves	Pressure Reducing Va	2008	04/11/2008	$1,956.05	$1,956.05	$176.27	$2,132.31	Reinstatement	$2,132.31
Queenstown Lakes District Council	Queenstown Lakes District, Otago	10145849	10142627	79643	{7AE69CE2-C9B4-45F2-BCC0-7DCB1E4A6C66}	16 LLOYD DUNN AVENUE RD 2 WANAKA 9305	Aib-24	Sewerage	TPBS Valves	Pressure Reducing Va	2008	04/11/2008	$1,243.95	$1,243.95	$112.10	$1,356.05	Reinstatement	$1,356.05
Queenstown Lakes District Council	Queenstown Lakes District, Otago	10145850	10142627	79642	{7AE69CE2-C9B4-45F2-BCC0-7DCB1E4A6C66}	16 LLOYD DUNN AVENUE RD 2 WANAKA 9305	Aib-24	Sewerage	TPBS Valves	Pressure Reducing Va	2008	04/11/2008	$1,956.05	$1,956.05	$176.27	$2,132.31	Reinstatement	$2,132.31
Queenstown Lakes District Council	Queenstown Lakes District, Otago	10145851	10142627	79645	{7AE69CE2-C9B4-45F2-BCC0-7DCB1E4A6C66}	16 LLOYD DUNN AVENUE RD 2 WANAKA 9305	Aib-24	Sewerage	TPBS Valves	Pressure Reducing Va	2008	04/11/2008	$1,956.05	$1,956.05	$176.27	$2,132.31	Reinstatement	$2,132.31
Queenstown Lakes District Council	Queenstown Lakes District, Otago	10145852	10142627	79540	{7AE69CE2-C9B4-45F2-BCC0-7DCB1E4A6C66}	16 LLOYD DUNN AVENUE RD 2 WANAKA 9305	Aib-24	Sewerage	TPBS Valves	Valve	2008	04/11/2008	$977.06	$977.06	$88.05	$1,065.11	Reinstatement	$1,065.11
Queenstown Lakes District Council	Queenstown Lakes District, Otago	10145853	10142627	79637	{7AE69CE2-C9B4-45F2-BCC0-7DCB1E4A6C66}	16 LLOYD DUNN AVENUE RD 2 WANAKA 9305	Aib-24	Sewerage	TPBS Valves	Pressure Reducing Va	2008	04/11/2008	$1,956.05	$1,956.05	$176.27	$2,132.31	Reinstatement	$2,132.31
Queenstown Lakes District Council	Queenstown Lakes District, Otago	10145854	10115350	3079	{B7214F29-F8F6-49EE-BF1D-F3E3B5DC9FDF}	MIDDLESEX STREET ARROWTOWN 9302	Aib-24	Water Supply	TPBS Valves	Valve	1991	01/01/1991	$4,101.35	$4,101.35	$369.59	$4,470.94	Reinstatement	$4,470.94
Queenstown Lakes District Council	Queenstown Lakes District, Otago	10145855	10142608	229598	{EC813BBC-0598-4A04-85B0-910A34B3C69A}	4 SHOTOVER DELTA ROAD LOWER SHOTOVER QUEENSTOWN 9304	Aib-24	Sewerage	TPBS Valves	Valve			$3,906.59	$3,906.59	$352.04	$4,258.64	Reinstatement	$4,258.64
Queenstown Lakes District Council	Queenstown Lakes District, Otago	10145856	10143002	216855	{465BBA9D-A72B-4141-95A1-6042907D1F05}	224 MCDONNELL ROAD RD 1 QUEENSTOWN 9371	Aib-24	Sewerage	Fan	Ventilation	2005	01/01/2005	$3,235.48	$3,235.48	$291.57	$3,527.05	Indemnity	$752.43
Queenstown Lakes District Council	Queenstown Lakes District, Otago	10145857	10142601	250971	{8B5EA8A0-1142-4E33-8F12-0992C807F3CD}	LAKE ESPLANADE QUEENSTOWN 9300	Aib-24	Water Supply	TPBS Valves	Valve	1998	01/01/1998	$5,860.70	$5,860.70	$528.14	$6,388.84	Indemnity	$2,725.88
Queenstown Lakes District Council	Queenstown Lakes District, Otago	10145858	10142608	229601	{EC813BBC-0598-4A04-85B0-910A34B3C69A}	4 SHOTOVER DELTA ROAD LOWER SHOTOVER QUEENSTOWN 9304	Aib-24	Sewerage	TPBS Valves	Valve			$3,906.59	$3,906.59	$352.04	$4,258.64	Reinstatement	$4,258.64
Queenstown Lakes District Council	Queenstown Lakes District, Otago	10145859	10142564	3662	{BFBFBB84-D102-4ACA-8418-8B4EB42050A5}	PARK STREET QUEENSTOWN 9300	Aib-24	Sewerage	TPBS Valves	Valve	1975	01/01/1975	$4,101.35	$4,101.35	$369.59	$4,470.94	Indemnity	$781.80
Queenstown Lakes District Council	Queenstown Lakes District, Otago	10145861	10142635	217263	{948DF4DA-5250-428E-90B7-018D9982AB8A}	19 ELLEN JOHNSON TERRACE RD 1 QUEENSTOWN 9371	Aib-24	Sewerage	Fan	Ventilation	2007	01/01/2007	$3,235.48	$3,235.48	$291.57	$3,527.05	Indemnity	$817.86
Queenstown Lakes District Council	Queenstown Lakes District, Otago	10145862	10142594	2927	{E616D674-93A2-4D96-B069-CD60323E1486}	GLENDA DRIVE	Aib-24	Water Supply	TPBS Valves	Valve	1999	01/01/1999	$2,929.53	$2,929.53	$264.00	$3,193.53	Indemnity	$1,499.67
Queenstown Lakes District Council	Queenstown Lakes District, Otago	10145863	10142573	217414	{B06B8B8A-D4E6-4CEE-94DC-B61B7504E3BD}	WAIMANA PLACE WANAKA 9305	Aib-24	Sewerage	Fan	Ventilation	1991	01/01/1991	$3,235.48	$3,235.48	$291.57	$3,527.05	Indemnity	$179.15
Queenstown Lakes District Council	Queenstown Lakes District, Otago	10145864	10142608	210917	{EC813BBC-0598-4A04-85B0-910A34B3C69A}	4 SHOTOVER DELTA ROAD LOWER SHOTOVER QUEENSTOWN 9304	Aib-24	Sewerage	TPBS Valves	Valve			$11,718.13	$11,718.13	$1,055.98	$12,774.12	Reinstatement	$12,774.12
Queenstown Lakes District Council	Queenstown Lakes District, Otago	10145865	10142558	3490	{8140ABC2-039A-4444-AE36-570292AD2576}	13 LAKE AVENUE FRANKTON QUEENSTOWN 9300	Aib-24	Sewerage	TPBS Valves	Valve	2014	01/05/2014	$4,101.35	$4,101.35	$369.59	$4,470.94	Indemnity	$3,333.14
Queenstown Lakes District Council	Queenstown Lakes District, Otago	10145866	10142566	217304	{9066EF44-277E-4EB0-A92D-D34D0A70D53E}	PENINSULA ROAD KELVIN HEIGHTS QUEENSTOWN 9300	Aib-24	Sewerage	Fan	Ventilation	1984	01/01/1984	$3,235.48	$3,235.48	$291.57	$3,527.05	Indemnity	$149.29
Queenstown Lakes District Council	Queenstown Lakes District, Otago	10145867	10142539	3756	{0B658591-43FC-44ED-BDF7-7AC00D2567EF}	DUNGARVON STREET WANAKA 9305	Aib-24	Sewerage	TPBS Valves	Valve	1974	01/01/1974	$3,125.92	$3,125.92	$281.69	$3,407.62	Reinstatement	$3,407.62
Queenstown Lakes District Council	Queenstown Lakes District, Otago	10145868	10142634	210052	{3F54E71F-EAD9-4A6F-B04D-907BB9BDE28F}	28 STRAINS ROAD RD 1 QUEENSTOWN 9371	Aib-24	Sewerage	Fan	Ventilation			$3,235.48	$3,235.48	$291.57	$3,527.05	Indemnity	$597.17
Queenstown Lakes District Council	Queenstown Lakes District, Otago	10145869	10142609	209537	{E418C03F-E51F-4F64-BCDB-3076A1CA7AD1}	#N/A	Aib-24	Water Supply	TPBS Valves	Pressure Reducing Va			$3,556.06	$3,556.06	$320.46	$3,876.51	Indemnity	$738.38
Queenstown Lakes District Council	Queenstown Lakes District, Otago	10145870	10142688	272778	{E156B2D6-04BB-4E99-9D4E-4711E3E006C8}	LAKEVIEW TERRACE RD 2 WANAKA 9382	Aib-24	Water Supply	Fan	Ventilation	2015	01/10/2015	$359.83	$359.83	$32.43	$392.25	Indemnity	$191.77
Queenstown Lakes District Council	Queenstown Lakes District, Otago	10145871	10115350	210483	{B7214F29-F8F6-49EE-BF1D-F3E3B5DC9FDF}	MIDDLESEX STREET ARROWTOWN 9302	Aib-24	Water Supply	TPBS Valves	Valve			$4,101.35	$4,101.35	$369.59	$4,470.94	Reinstatement	$4,470.94
Queenstown Lakes District Council	Queenstown Lakes District, Otago	10145872	10142628	202042	{C7D28BC6-260F-4E2E-87A2-AFB6947A9322}	14 HEATON PARK DRIVE WANAKA 9305	Aib-24	Water Supply	TPBS Valves	Pressure Reducing Va			$1,066.66	$1,066.66	$96.12	$1,162.78	Indemnity	$590.61
Queenstown Lakes District Council	Queenstown Lakes District, Otago	10145873	10142614	250033	{D5657136-69A8-42AA-9950-92C7BAD61D7F}	3840 ALICE BURN DRIVE RD 3 CROMWELL 9383	Aib-24	Water Supply	TPBS Valves	Pressure Reducing Va	2013	20/07/2013	$6,401.47	$6,401.47	$576.87	$6,978.34	Indemnity	$4,838.28
Queenstown Lakes District Council	Queenstown Lakes District, Otago	10145874	10115350	210490	{B7214F29-F8F6-49EE-BF1D-F3E3B5DC9FDF}	MIDDLESEX STREET ARROWTOWN 9302	Aib-24	Water Supply	TPBS Valves	Valve	1973	01/01/1973	$4,101.35	$4,101.35	$369.59	$4,470.94	Reinstatement	$4,470.94
Queenstown Lakes District Council	Queenstown Lakes District, Otago	10145875	10142576	3384	{DED59DCD-261A-4581-BEAA-12D52DDA3AD6}	KINGSTON STREET	Aib-24	Sewerage	TPBS Valves	Pressure Reducing Va	1989	01/01/1989	$2,312.11	$2,312.11	$208.36	$2,520.46	Indemnity	$864.71
Queenstown Lakes District Council	Queenstown Lakes District, Otago	10145877	10005514	3130	{EA915F74-A6A1-4E7C-A7A0-796A7D28CF2B}	GLENORCHY-QUEENSTOWN ROAD CLOSEBURN QUEENSTOWN 9371	Aib-24	Water Supply	TPBS Valves	Valve	2000	01/01/2000	$2,929.53	$2,929.53	$264.00	$3,193.53	Reinstatement	$3,193.53
Queenstown Lakes District Council	Queenstown Lakes District, Otago	10145878	10142664	250698	{8B7815F9-F066-4EF4-8660-1250182FF865}	49 FRANKTON ROAD QUEENSTOWN 9300	Aib-24	Water Supply	Electrical Equipment	Pressure Sensor	2014	02/03/2014	$17,170.08	$17,170.08	$1,547.29	$18,717.36	Indemnity	$8,318.75
Queenstown Lakes District Council	Queenstown Lakes District, Otago	10145879	10005507	3107	{A8C199A0-C5B2-4990-994B-AF9EB468DB56}	ATKINS ROAD LUGGATE WANAKA 9382	Aib-24	Water Supply	TPBS Valves	Valve	2000	01/01/2000	$977.06	$977.06	$88.05	$1,065.11	Reinstatement	$1,065.11
Queenstown Lakes District Council	Queenstown Lakes District, Otago	10145880	10142608	229476	{EC813BBC-0598-4A04-85B0-910A34B3C69A}	4 SHOTOVER DELTA ROAD LOWER SHOTOVER QUEENSTOWN 9304	Aib-24	Sewerage	Electrical Equipment	Pressure Sensor			$25,799.77	$25,799.77	$2,324.96	$28,124.73	Reinstatement	$28,124.73
Queenstown Lakes District Council	Queenstown Lakes District, Otago	10145881	10142618	3311	{96F6CEAE-D7DD-480B-B9D7-E0E01956C4B0}	HOWARDS DRIVE LAKE HAYES QUEENSTOWN 9304	Aib-24	Water Supply	TPBS Valves	Valve	2006	01/01/2006	$2,929.53	$2,929.53	$264.00	$3,193.53	Indemnity	$1,874.59
Queenstown Lakes District Council	Queenstown Lakes District, Otago	10145882	10142595	2942	{C34329D2-030B-4A6A-AC91-5DC53195E362}	MARINA DRIVER	Aib-24	Water Supply	TPBS Valves	Valve	2003	01/01/2003	$2,148.86	$2,148.86	$193.65	$2,342.51	Indemnity	$1,257.18
Queenstown Lakes District Council	Queenstown Lakes District, Otago	10145883	10142664	250696	{8B7815F9-F066-4EF4-8660-1250182FF865}	49 FRANKTON ROAD QUEENSTOWN 9300	Aib-24	Water Supply	Electrical Equipment	Pressure Sensor	2014	02/03/2014	$17,170.08	$17,170.08	$1,547.29	$18,717.36	Indemnity	$8,318.75
Queenstown Lakes District Council	Queenstown Lakes District, Otago	10145640	10142608	229449	{EC813BBC-0598-4A04-85B0-910A34B3C69A}	4 SHOTOVER DELTA ROAD LOWER SHOTOVER QUEENSTOWN 9304	Aib-24	Sewerage	TPBS Valves	Valve			$3,906.59	$3,906.59	$352.04	$4,258.64	Reinstatement	$4,258.64
Queenstown Lakes District Council	Queenstown Lakes District, Otago	10145641	10142541	4080	{825A7785-0034-4D76-AC9A-117E32A14E38}	BALLANTYNE ROAD RD 2 WANAKA 9382	Aib-24	Sewerage	Miscellaneous	Valve Chamber	2003	01/01/2003	$6,338.60	$6,338.60	$571.21	$6,909.80	Indemnity	$4,488.38
Queenstown Lakes District Council	Queenstown Lakes District, Otago	10145642	10142608	229450	{EC813BBC-0598-4A04-85B0-910A34B3C69A}	4 SHOTOVER DELTA ROAD LOWER SHOTOVER QUEENSTOWN 9304	Aib-24	Sewerage	TPBS Valves	Valve			$3,906.59	$3,906.59	$352.04	$4,258.64	Reinstatement	$4,258.64
Queenstown Lakes District Council	Queenstown Lakes District, Otago	10145643	10142618	3308	{96F6CEAE-D7DD-480B-B9D7-E0E01956C4B0}	HOWARDS DRIVE LAKE HAYES QUEENSTOWN 9304	Aib-24	Water Supply	Pumps	Pump	2006	01/01/2006	$52,104.27	$52,104.27	$4,695.40	$56,799.66	Indemnity	$12,622.04
Queenstown Lakes District Council	Queenstown Lakes District, Otago	10145644	10142604	210830	{14EF4B20-0465-4DBA-8FFE-97C7DBFF07C5}	DOMAIN ROAD RD 2 WANAKA 9382	Aib-24	Sewerage	Miscellaneous	Valve Chamber	2010	01/08/2010	$6,338.60	$6,338.60	$571.21	$6,909.80	Indemnity	$5,118.33
Queenstown Lakes District Council	Queenstown Lakes District, Otago	10145645	10142627	79595	{7AE69CE2-C9B4-45F2-BCC0-7DCB1E4A6C66}	16 LLOYD DUNN AVENUE RD 2 WANAKA 9305	Aib-24	Sewerage	TPBS Valves	Valve	2008	04/11/2008	$1,366.57	$1,366.57	$123.15	$1,489.71	Reinstatement	$1,489.71
Queenstown Lakes District Council	Queenstown Lakes District, Otago	10145646	10142551	4224	{64B4E173-F898-487D-9E81-9C96C8087249}	ARROWTOWN-LAKE HAYES ROAD RD 1 QUEENSTOWN 9371	Aib-24	Sewerage	Miscellaneous	Valve Chamber	2002	01/01/2002	$6,338.60	$6,338.60	$571.21	$6,909.80	Indemnity	$4,533.38
Queenstown Lakes District Council	Queenstown Lakes District, Otago	10145648	10005517	4045	{92E161FC-4B0B-4C0F-858E-29A31DE8986E}	GLENORCHY-QUEENSTOWN ROAD CLOSEBURN QUEENSTOWN 9371	Aib-24	Water Supply	Miscellaneous	Valve Chamber	2002	01/01/2002	$6,338.60	$6,338.60	$571.21	$6,909.80	Reinstatement	$6,909.80
Queenstown Lakes District Council	Queenstown Lakes District, Otago	10145649	10142584	2991	{BA75368B-EB32-42CE-B5DB-1FEB1B136268}	20 ANDERSON ROAD WANAKA 9305	Aib-24	Water Supply	TPBS Valves	Valve	1989	01/01/1989	$2,929.53	$2,929.53	$264.00	$3,193.53	Indemnity	$1,095.63
Queenstown Lakes District Council	Queenstown Lakes District, Otago	10145650	10142608	210980	{EC813BBC-0598-4A04-85B0-910A34B3C69A}	4 SHOTOVER DELTA ROAD LOWER SHOTOVER QUEENSTOWN 9304	Aib-24	Sewerage	TPBS Valves	Valve			$11,718.13	$11,718.13	$1,055.98	$12,774.12	Reinstatement	$12,774.12
Queenstown Lakes District Council	Queenstown Lakes District, Otago	10145651	10142688	272750	{E156B2D6-04BB-4E99-9D4E-4711E3E006C8}	LAKEVIEW TERRACE RD 2 WANAKA 9382	Aib-24	Water Supply	Pumps	Pump	2015	01/10/2015	$23,508.26	$23,508.26	$2,118.46	$25,626.71	Indemnity	$12,528.50
Queenstown Lakes District Council	Queenstown Lakes District, Otago	10145652	10142636	217464	{E72E6318-3003-43F2-9F40-D8239F7AA13D}	28 STRAINS ROAD RD 1 QUEENSTOWN 9371	Aib-24	Water Supply	Pumps	Pump	2007	01/01/2007	$3,187.02	$3,187.02	$287.20	$3,474.21	Indemnity	$805.61
Queenstown Lakes District Council	Queenstown Lakes District, Otago	10145653	10142595	2937	{C34329D2-030B-4A6A-AC91-5DC53195E362}	MARINA DRIVER	Aib-24	Water Supply	TPBS Valves	Valve	2003	01/01/2003	$2,148.86	$2,148.86	$193.65	$2,342.51	Indemnity	$1,257.18
Queenstown Lakes District Council	Queenstown Lakes District, Otago	10145654	10142608	229592	{EC813BBC-0598-4A04-85B0-910A34B3C69A}	4 SHOTOVER DELTA ROAD LOWER SHOTOVER QUEENSTOWN 9304	Aib-24	Sewerage	Pumps	Pump			$50,162.20	$50,162.20	$4,520.39	$54,682.59	Reinstatement	$54,682.59
Queenstown Lakes District Council	Queenstown Lakes District, Otago	10145655	10142595	2938	{C34329D2-030B-4A6A-AC91-5DC53195E362}	MARINA DRIVER	Aib-24	Water Supply	TPBS Valves	Valve	2003	01/01/2003	$2,148.86	$2,148.86	$193.65	$2,342.51	Indemnity	$1,257.18
Queenstown Lakes District Council	Queenstown Lakes District, Otago	10145656	10142595	2940	{C34329D2-030B-4A6A-AC91-5DC53195E362}	MARINA DRIVER	Aib-24	Water Supply	TPBS Valves	Valve	2003	01/01/2003	$2,148.86	$2,148.86	$193.65	$2,342.51	Indemnity	$1,257.18
Queenstown Lakes District Council	Queenstown Lakes District, Otago	10145657	10142539	3754	{0B658591-43FC-44ED-BDF7-7AC00D2567EF}	DUNGARVON STREET WANAKA 9305	Aib-24	Sewerage	TPBS Valves	Valve	1974	01/01/1974	$3,125.92	$3,125.92	$281.69	$3,407.62	Reinstatement	$3,407.62
Queenstown Lakes District Council	Queenstown Lakes District, Otago	10145658	10142627	79541	{7AE69CE2-C9B4-45F2-BCC0-7DCB1E4A6C66}	16 LLOYD DUNN AVENUE RD 2 WANAKA 9305	Aib-24	Sewerage	TPBS Valves	Valve	2008	04/11/2008	$1,366.57	$1,366.57	$123.15	$1,489.71	Reinstatement	$1,489.71
Queenstown Lakes District Council	Queenstown Lakes District, Otago	10145659	10142641	221361	{F64CD052-0457-4E83-935B-E5DF01601346}	1128 WANAKA-MOUNT ASPIRING ROAD GLENDHU BAY WANAKA 9382	Aib-24	Water Supply	Miscellaneous	Valve Chamber	2010	29/11/2010	$6,338.60	$6,338.60	$571.21	$6,909.80	Indemnity	$4,777.11
Queenstown Lakes District Council	Queenstown Lakes District, Otago	10145660	10142578	3720	{3C541161-7455-419E-B974-57D00C3989DC}	EELY POINT ROAD WANAKA 9305	Aib-24	Sewerage	TPBS Valves	Valve	2000	01/01/2000	$977.06	$977.06	$88.05	$1,065.11	Indemnity	$518.04
Queenstown Lakes District Council	Queenstown Lakes District, Otago	10145714	10142622	224674	{DA65E0BB-0ED9-4581-9762-111C5DCF3EE1}	1128 AUBREY ROAD ALBERT TOWN WANAKA 9305	Aib-24	Sewerage	Electrical Equipment	Soft Starter			$15,286.73	$15,286.73	$1,377.57	$16,664.30	Indemnity	$1,288.05
Queenstown Lakes District Council	Queenstown Lakes District, Otago	10145715	10142542	223482	{5412AA32-82B5-4D9A-ABC9-E74317CD98C7}	HARRIS PLACE LUGGATE WANAKA 9383	Aib-24	Sewerage	Pumps	Pump	2011	01/06/2011	$9,425.00	$9,425.00	$849.34	$10,274.33	Indemnity	$3,479.11
Queenstown Lakes District Council	Queenstown Lakes District, Otago	10145716	10142608	210884	{EC813BBC-0598-4A04-85B0-910A34B3C69A}	4 SHOTOVER DELTA ROAD LOWER SHOTOVER QUEENSTOWN 9304	Aib-24	Sewerage	Structures	Reservoir			$16,496.31	$16,496.31	$1,486.57	$17,982.88	Reinstatement	$17,982.88
Queenstown Lakes District Council	Queenstown Lakes District, Otago	10145717	10142587	226116	{036A3D05-D9AB-460F-9DE6-565470B8F619}	GLENORCHY-QUEENSTOWN ROAD CLOSEBURN QUEENSTOWN 9371	Aib-24	Water Supply	TPBS Valves	Valve	2010	01/01/2010	$11,718.13	$11,718.13	$1,055.98	$12,774.12	Indemnity	$8,355.32
Queenstown Lakes District Council	Queenstown Lakes District, Otago	10145718	10142627	79658	{7AE69CE2-C9B4-45F2-BCC0-7DCB1E4A6C66}	16 LLOYD DUNN AVENUE RD 2 WANAKA 9305	Aib-24	Sewerage	Weir Structure	Weir Slide Gate	2008	04/11/2008	$4,935.85	$4,935.85	$444.80	$5,380.64	Reinstatement	$5,380.64
Queenstown Lakes District Council	Queenstown Lakes District, Otago	10145719	10142627	79602	{7AE69CE2-C9B4-45F2-BCC0-7DCB1E4A6C66}	16 LLOYD DUNN AVENUE RD 2 WANAKA 9305	Aib-24	Sewerage	TPBS Valves	Valve	2008	04/11/2008	$977.06	$977.06	$88.05	$1,065.11	Reinstatement	$1,065.11
Queenstown Lakes District Council	Queenstown Lakes District, Otago	10145720	10142627	79654	{7AE69CE2-C9B4-45F2-BCC0-7DCB1E4A6C66}	16 LLOYD DUNN AVENUE RD 2 WANAKA 9305	Aib-24	Sewerage	Weir Structure	Weir Slide Gate	2008	04/11/2008	$4,935.85	$4,935.85	$444.80	$5,380.64	Reinstatement	$5,380.64
Queenstown Lakes District Council	Queenstown Lakes District, Otago	10145721	10142627	79617	{7AE69CE2-C9B4-45F2-BCC0-7DCB1E4A6C66}	16 LLOYD DUNN AVENUE RD 2 WANAKA 9305	Aib-24	Sewerage	TPBS Valves	Valve	2008	04/11/2008	$977.06	$977.06	$88.05	$1,065.11	Reinstatement	$1,065.11
Queenstown Lakes District Council	Queenstown Lakes District, Otago	10145722	10142688	272758	{E156B2D6-04BB-4E99-9D4E-4711E3E006C8}	LAKEVIEW TERRACE RD 2 WANAKA 9382	Aib-24	Water Supply	TPBS Valves	Valve	2015	01/10/2015	$3,379.84	$3,379.84	$304.58	$3,684.42	Indemnity	$2,685.51
Queenstown Lakes District Council	Queenstown Lakes District, Otago	10145723	10005517	4170	{92E161FC-4B0B-4C0F-858E-29A31DE8986E}	GLENORCHY-QUEENSTOWN ROAD CLOSEBURN QUEENSTOWN 9371	Aib-24	Water Supply	Structures	Reservoir	2002	01/01/2002	$343,052.45	$343,052.45	$30,914.31	$373,966.76	Reinstatement	$373,966.76
Queenstown Lakes District Council	Queenstown Lakes District, Otago	10145724	10005507	4181	{A8C199A0-C5B2-4990-994B-AF9EB468DB56}	ATKINS ROAD LUGGATE WANAKA 9382	Aib-24	Water Supply	Structures	Reservoir	2000	01/01/2000	$33,754.91	$33,754.91	$3,041.84	$36,796.74	Reinstatement	$36,796.74
Queenstown Lakes District Council	Queenstown Lakes District, Otago	10145725	10142549	216930	{9A5BC8CC-0C45-4D57-96DC-3C687931084D}	109 MCDONNELL ROAD ARROWTOWN 9302	Aib-24	Sewerage	Electrical Equipment	Soft Starter	1985	01/01/1985	$20,636.61	$20,636.61	$1,859.68	$22,496.29	Indemnity	$975.44
Queenstown Lakes District Council	Queenstown Lakes District, Otago	10145726	10142546	3870	{A1464184-322C-445A-B5CB-E01E4F481370}	3840 ALICE BURN DRIVE RD 3 CROMWELL 9383	Aib-24	Sewerage	TPBS Valves	Valve	2006	01/01/2006	$2,148.86	$2,148.86	$193.65	$2,342.51	Indemnity	$1,317.32
Queenstown Lakes District Council	Queenstown Lakes District, Otago	10145727	10142619	210631	{89034D7D-5C5D-4987-9FB3-9F51E14509EE}	PENINSULA ROAD KELVIN HEIGHTS QUEENSTOWN 9300	Aib-24	Water Supply	Pumps	Pump			$56,308.66	$56,308.66	$5,074.28	$61,382.94	Indemnity	$2,598.20
Queenstown Lakes District Council	Queenstown Lakes District, Otago	10145728	10142688	272755	{E156B2D6-04BB-4E99-9D4E-4711E3E006C8}	LAKEVIEW TERRACE RD 2 WANAKA 9382	Aib-24	Water Supply	TPBS Valves	Valve	2015	01/10/2015	$5,531.67	$5,531.67	$498.49	$6,030.16	Indemnity	$4,395.28
Queenstown Lakes District Council	Queenstown Lakes District, Otago	10145729	10142638	210561	{05647476-047E-4AD5-A8D2-AB82711D1032}	HIGHVIEW TCE	Aib-24	Water Supply	TPBS Valves	Valve	2000	01/01/2000	$2,148.86	$2,148.86	$193.65	$2,342.51	Indemnity	$1,139.32
Queenstown Lakes District Council	Queenstown Lakes District, Otago	10145730	10005514	210962	{EA915F74-A6A1-4E7C-A7A0-796A7D28CF2B}	GLENORCHY-QUEENSTOWN ROAD CLOSEBURN QUEENSTOWN 9371	Aib-24	Water Supply	TPBS Valves	Valve			$2,929.53	$2,929.53	$264.00	$3,193.53	Reinstatement	$3,193.53
Queenstown Lakes District Council	Queenstown Lakes District, Otago	10145885	10142584	2994	{BA75368B-EB32-42CE-B5DB-1FEB1B136268}	20 ANDERSON ROAD WANAKA 9305	Aib-24	Water Supply	TPBS Valves	Valve	1989	01/01/1989	$2,929.53	$2,929.53	$264.00	$3,193.53	Indemnity	$1,095.63
Queenstown Lakes District Council	Queenstown Lakes District, Otago	10145886	10142608	229475	{EC813BBC-0598-4A04-85B0-910A34B3C69A}	4 SHOTOVER DELTA ROAD LOWER SHOTOVER QUEENSTOWN 9304	Aib-24	Sewerage	Electrical Equipment	Pressure Sensor			$25,799.77	$25,799.77	$2,324.96	$28,124.73	Reinstatement	$28,124.73
Queenstown Lakes District Council	Queenstown Lakes District, Otago	10145887	10142596	3049	{67ACA9CD-4BAF-4091-A481-F42CA9112221}	11A PANNERS WAY QUEENSTOWN 9300	Aib-24	Water Supply	TPBS Valves	Valve	1988	01/01/1988	$2,343.63	$2,343.63	$211.20	$2,554.82	Indemnity	$861.39
Queenstown Lakes District Council	Queenstown Lakes District, Otago	10145888	10142688	272763	{E156B2D6-04BB-4E99-9D4E-4711E3E006C8}	LAKEVIEW TERRACE RD 2 WANAKA 9382	Aib-24	Water Supply	TPBS Valves	Valve	2015	01/10/2015	$5,531.67	$5,531.67	$498.49	$6,030.16	Indemnity	$4,395.28
Queenstown Lakes District Council	Queenstown Lakes District, Otago	10145889	10142608	229619	{EC813BBC-0598-4A04-85B0-910A34B3C69A}	4 SHOTOVER DELTA ROAD LOWER SHOTOVER QUEENSTOWN 9304	Aib-24	Sewerage	Electrical Equipment	Pressure Sensor			$25,799.77	$25,799.77	$2,324.96	$28,124.73	Reinstatement	$28,124.73
Queenstown Lakes District Council	Queenstown Lakes District, Otago	10145890	10005517	250940	{92E161FC-4B0B-4C0F-858E-29A31DE8986E}	GLENORCHY-QUEENSTOWN ROAD CLOSEBURN QUEENSTOWN 9371	Aib-24	Water Supply	TPBS Valves	Valve	2001	01/01/2001	$5,860.70	$5,860.70	$528.14	$6,388.84	Reinstatement	$6,388.84
Queenstown Lakes District Council	Queenstown Lakes District, Otago	10145891	10142637	210872	{8F07E1B9-9906-497F-97AE-1A5275B5D8FC}	707 WANAKA-LUGGATE HIGHWAY RD 2 WANAKA 9382	Aib-24	Water Supply	Electrical Equipment	Pressure Sensor			$22,296.39	$22,296.39	$2,009.25	$24,305.64	Indemnity	$4,115.20
Queenstown Lakes District Council	Queenstown Lakes District, Otago	10145892	10142627	215639	{7AE69CE2-C9B4-45F2-BCC0-7DCB1E4A6C66}	16 LLOYD DUNN AVENUE RD 2 WANAKA 9305	Aib-24	Sewerage	Electrical Equipment	Variable Speed Drive	2010	01/06/2010	$18,361.91	$18,361.91	$1,654.69	$20,016.60	Reinstatement	$20,016.60
Queenstown Lakes District Council	Queenstown Lakes District, Otago	10145893	10142608	229570	{EC813BBC-0598-4A04-85B0-910A34B3C69A}	4 SHOTOVER DELTA ROAD LOWER SHOTOVER QUEENSTOWN 9304	Aib-24	Sewerage	TPBS Valves	Valve			$3,906.59	$3,906.59	$352.04	$4,258.64	Reinstatement	$4,258.64
Queenstown Lakes District Council	Queenstown Lakes District, Otago	10145894	10142627	79615	{7AE69CE2-C9B4-45F2-BCC0-7DCB1E4A6C66}	16 LLOYD DUNN AVENUE RD 2 WANAKA 9305	Aib-24	Sewerage	TPBS Valves	Valve	2008	04/11/2008	$2,148.86	$2,148.86	$193.65	$2,342.51	Reinstatement	$2,342.51
Queenstown Lakes District Council	Queenstown Lakes District, Otago	10145895	10142608	229477	{EC813BBC-0598-4A04-85B0-910A34B3C69A}	4 SHOTOVER DELTA ROAD LOWER SHOTOVER QUEENSTOWN 9304	Aib-24	Sewerage	Electrical Equipment	Pressure Sensor			$25,799.77	$25,799.77	$2,324.96	$28,124.73	Reinstatement	$28,124.73
Queenstown Lakes District Council	Queenstown Lakes District, Otago	10145897	10142627	79544	{7AE69CE2-C9B4-45F2-BCC0-7DCB1E4A6C66}	16 LLOYD DUNN AVENUE RD 2 WANAKA 9305	Aib-24	Sewerage	TPBS Valves	Valve	2008	04/11/2008	$2,929.53	$2,929.53	$264.00	$3,193.53	Reinstatement	$3,193.53
Queenstown Lakes District Council	Queenstown Lakes District, Otago	10145898	10142608	229474	{EC813BBC-0598-4A04-85B0-910A34B3C69A}	4 SHOTOVER DELTA ROAD LOWER SHOTOVER QUEENSTOWN 9304	Aib-24	Sewerage	Electrical Equipment	Pressure Sensor			$25,799.77	$25,799.77	$2,324.96	$28,124.73	Reinstatement	$28,124.73
Queenstown Lakes District Council	Queenstown Lakes District, Otago	10145899	10142627	79620	{7AE69CE2-C9B4-45F2-BCC0-7DCB1E4A6C66}	16 LLOYD DUNN AVENUE RD 2 WANAKA 9305	Aib-24	Sewerage	TPBS Valves	Valve	2008	04/11/2008	$2,343.63	$2,343.63	$211.20	$2,554.82	Reinstatement	$2,554.82
Queenstown Lakes District Council	Queenstown Lakes District, Otago	10145900	10142626	79360	{FE08E59C-05A5-4DFE-AC48-E6BED98B0C33}	ALBERTOWN	Aib-24	Sewerage	Electrical Equipment	Variable Speed Drive	2008	04/11/2008	$17,502.55	$17,502.55	$1,577.25	$19,079.80	Indemnity	$1,884.41
Queenstown Lakes District Council	Queenstown Lakes District, Otago	10145901	10142556	4091	{3C7CA281-8ECC-4971-9058-5ADF78A6E14C}	LAKE HAYES-ARROW JUNCTION HIGHWAY RD 1 QUEENSTOWN 9371	Aib-24	Sewerage	Miscellaneous	Valve Chamber	2002	01/01/2002	$6,338.60	$6,338.60	$571.21	$6,909.80	Indemnity	$4,533.38
Queenstown Lakes District Council	Queenstown Lakes District, Otago	10145902	10142627	79564	{7AE69CE2-C9B4-45F2-BCC0-7DCB1E4A6C66}	16 LLOYD DUNN AVENUE RD 2 WANAKA 9305	Aib-24	Sewerage	TPBS Valves	Valve	2008	04/11/2008	$391.14	$391.14	$35.25	$426.39	Reinstatement	$426.39
Queenstown Lakes District Council	Queenstown Lakes District, Otago	10145903	10005514	210961	{EA915F74-A6A1-4E7C-A7A0-796A7D28CF2B}	GLENORCHY-QUEENSTOWN ROAD CLOSEBURN QUEENSTOWN 9371	Aib-24	Water Supply	TPBS Valves	Valve			$4,101.35	$4,101.35	$369.59	$4,470.94	Reinstatement	$4,470.94
Queenstown Lakes District Council	Queenstown Lakes District, Otago	10145904	10142564	4245	{BFBFBB84-D102-4ACA-8418-8B4EB42050A5}	PARK STREET QUEENSTOWN 9300	Aib-24	Sewerage	Structures	Well	2003	01/01/2003	$195,641.50	$195,641.50	$17,630.31	$213,271.81	Indemnity	$135,775.44
Queenstown Lakes District Council	Queenstown Lakes District, Otago	10145905	10142548	216943	{11D272C7-95C7-40F1-AB59-FC7B0216C5DD}	NORFOLK STREET	Aib-24	Sewerage	TPBS Valves	Valve	1994	01/01/1994	$3,906.59	$3,906.59	$352.04	$4,258.64	Indemnity	$1,514.17
Queenstown Lakes District Council	Queenstown Lakes District, Otago	10145906	10142627	79606	{7AE69CE2-C9B4-45F2-BCC0-7DCB1E4A6C66}	16 LLOYD DUNN AVENUE RD 2 WANAKA 9305	Aib-24	Sewerage	TPBS Valves	Valve	2008	04/11/2008	$1,366.57	$1,366.57	$123.15	$1,489.71	Reinstatement	$1,489.71
Queenstown Lakes District Council	Queenstown Lakes District, Otago	10145907	10142594	213853	{E616D674-93A2-4D96-B069-CD60323E1486}	GLENDA DRIVE	Aib-24	Water Supply	TPBS Valves	Valve			$11,718.13	$11,718.13	$1,055.98	$12,774.12	Indemnity	$5,998.69
Queenstown Lakes District Council	Queenstown Lakes District, Otago	10145908	10142628	202039	{C7D28BC6-260F-4E2E-87A2-AFB6947A9322}	14 HEATON PARK DRIVE WANAKA 9305	Aib-24	Water Supply	TPBS Valves	Valve			$977.06	$977.06	$88.05	$1,065.11	Indemnity	$541.00
Queenstown Lakes District Council	Queenstown Lakes District, Otago	10145909	10142568	3683	{8523046E-B0EC-4155-A27B-D667AE130C1B}	GLENORCHY-QUEENSTOWN ROAD CLOSEBURN QUEENSTOWN 9371	Aib-24	Sewerage	TPBS Valves	Valve	2004	01/01/2004	$2,148.86	$2,148.86	$193.65	$2,342.51	Indemnity	$1,296.47
Queenstown Lakes District Council	Queenstown Lakes District, Otago	10145910	10142638	210564	{05647476-047E-4AD5-A8D2-AB82711D1032}	HIGHVIEW TCE	Aib-24	Water Supply	TPBS Valves	Valve	2000	01/01/2000	$2,148.86	$2,148.86	$193.65	$2,342.51	Indemnity	$1,139.32
Queenstown Lakes District Council	Queenstown Lakes District, Otago	10145911	10142608	229597	{EC813BBC-0598-4A04-85B0-910A34B3C69A}	4 SHOTOVER DELTA ROAD LOWER SHOTOVER QUEENSTOWN 9304	Aib-24	Sewerage	Electrical Equipment	Variable Speed Drive			$55,004.98	$55,004.98	$4,956.80	$59,961.78	Reinstatement	$59,961.78
Queenstown Lakes District Council	Queenstown Lakes District, Otago	10145913	10142541	3766	{825A7785-0034-4D76-AC9A-117E32A14E38}	BALLANTYNE ROAD RD 2 WANAKA 9382	Aib-24	Sewerage	TPBS Valves	Valve	2003	01/01/2003	$2,343.63	$2,343.63	$211.20	$2,554.82	Indemnity	$1,371.13
Queenstown Lakes District Council	Queenstown Lakes District, Otago	10145914	10142627	79495	{7AE69CE2-C9B4-45F2-BCC0-7DCB1E4A6C66}	16 LLOYD DUNN AVENUE RD 2 WANAKA 9305	Aib-24	Sewerage	TPBS Valves	Solenoid Valve	2008	04/11/2008	$600.64	$600.64	$54.13	$654.77	Reinstatement	$654.77
Queenstown Lakes District Council	Queenstown Lakes District, Otago	10145915	10142620	209821	{06781CC6-B1E9-4E63-B20E-69131BD675AB}	GLENORCHY-QUEENSTOWN ROAD CLOSEBURN QUEENSTOWN 9371	Aib-24	Water Supply	TPBS Valves	Valve			$391.14	$391.14	$35.25	$426.39	Indemnity	$15.16
Queenstown Lakes District Council	Queenstown Lakes District, Otago	10145916	10142597	210043	{E53D3297-9713-4766-9806-99D9683A4DF7}	MANCHESTER PLACE QUEENSTOWN 9300	Aib-24	Water Supply	TPBS Valves	Valve	1989	01/01/1989	$2,929.53	$2,929.53	$264.00	$3,193.53	Indemnity	$1,095.63
Queenstown Lakes District Council	Queenstown Lakes District, Otago	10145917	10142608	229447	{EC813BBC-0598-4A04-85B0-910A34B3C69A}	4 SHOTOVER DELTA ROAD LOWER SHOTOVER QUEENSTOWN 9304	Aib-24	Sewerage	TPBS Valves	Solenoid Valve			$1,001.60	$1,001.60	$90.26	$1,091.86	Reinstatement	$1,091.86
Queenstown Lakes District Council	Queenstown Lakes District, Otago	10145918	10142627	79496	{7AE69CE2-C9B4-45F2-BCC0-7DCB1E4A6C66}	16 LLOYD DUNN AVENUE RD 2 WANAKA 9305	Aib-24	Sewerage	TPBS Valves	Solenoid Valve	2008	04/11/2008	$600.64	$600.64	$54.13	$654.77	Reinstatement	$654.77
Queenstown Lakes District Council	Queenstown Lakes District, Otago	10145919	10142616	217473	{CEB3A98D-56AF-4112-97B4-9788EEBEF95E}	91 WILDING ROAD RD 1 QUEENSTOWN 9371	Aib-24	Water Supply	Structures	Temporary Storage	2002	01/01/2002	$3,513.57	$3,513.57	$316.63	$3,830.20	Indemnity	$729.55
Queenstown Lakes District Council	Queenstown Lakes District, Otago	10145920	10142568	3680	{8523046E-B0EC-4155-A27B-D667AE130C1B}	GLENORCHY-QUEENSTOWN ROAD CLOSEBURN QUEENSTOWN 9371	Aib-24	Sewerage	TPBS Valves	Valve	2004	01/01/2004	$2,148.86	$2,148.86	$193.65	$2,342.51	Indemnity	$1,296.47
Queenstown Lakes District Council	Queenstown Lakes District, Otago	10145921	10005504	3164	{D45D83B1-FE65-41B2-9D42-BB08E80F3FA6}	ANDERSON ROAD WANAKA 9305	Aib-24	Water Supply	TPBS Valves	Valve	1989	01/01/1989	$2,929.53	$2,929.53	$264.00	$3,193.53	Reinstatement	$3,193.53
Queenstown Lakes District Council	Queenstown Lakes District, Otago	10145922	10142568	217368	{8523046E-B0EC-4155-A27B-D667AE130C1B}	GLENORCHY-QUEENSTOWN ROAD CLOSEBURN QUEENSTOWN 9371	Aib-24	Sewerage	TPBS Valves	Valve	2009	01/08/2009	$391.14	$391.14	$35.25	$426.39	Indemnity	$271.74
Queenstown Lakes District Council	Queenstown Lakes District, Otago	10145923	10142627	79665	{7AE69CE2-C9B4-45F2-BCC0-7DCB1E4A6C66}	16 LLOYD DUNN AVENUE RD 2 WANAKA 9305	Aib-24	Sewerage	Electrical Equipment	Variable Speed Drive	2008	04/11/2008	$20,230.32	$20,230.32	$1,823.06	$22,053.38	Reinstatement	$22,053.38
Queenstown Lakes District Council	Queenstown Lakes District, Otago	10145924	10142627	79491	{7AE69CE2-C9B4-45F2-BCC0-7DCB1E4A6C66}	16 LLOYD DUNN AVENUE RD 2 WANAKA 9305	Aib-24	Sewerage	TPBS Valves	Solenoid Valve	2008	04/11/2008	$1,001.60	$1,001.60	$90.26	$1,091.86	Reinstatement	$1,091.86
Queenstown Lakes District Council	Queenstown Lakes District, Otago	10145926	10142545	79161	{6F474EC7-717E-483A-9FC3-D4376815868B}	CHURCH ROAD RD 2 WANAKA 9382	Aib-24	Sewerage	Structures	Wet Well Lid			$5,757.42	$5,757.42	$518.83	$6,276.25	Indemnity	$4,057.34
Queenstown Lakes District Council	Queenstown Lakes District, Otago	10145927	10005510	211010	{B74C0D24-06EC-4EDC-8E19-B118A11D4AFD}	13 CROWS NEST ROAD ARTHURS POINT QUEENSTOWN 9371	Aib-24	Water Supply	TPBS Valves	Valve	1988	01/01/1988	$2,148.86	$2,148.86	$193.65	$2,342.51	Reinstatement	$2,342.51
Queenstown Lakes District Council	Queenstown Lakes District, Otago	10145928	10115353	222414	{2D3FFBC7-C77D-428F-820C-9B0B5CB0AE1A}	VANCOUVER DRIVE QUEENSTOWN 9300	Aib-24	Water Supply	Electrical Equipment	Solar Panel	2011	03/06/2011	$3,267.62	$3,267.62	$294.46	$3,562.09	Reinstatement	$3,562.09
Queenstown Lakes District Council	Queenstown Lakes District, Otago	10145929	10142557	3608	{D3892861-1F27-4A7F-9D74-390EED74B048}	WIDGEON PLACE LAKE HAYES QUEENSTOWN 9304	Aib-24	Sewerage	TPBS Valves	Valve	2006	01/01/2006	$2,148.86	$2,148.86	$193.65	$2,342.51	Indemnity	$1,375.04
Queenstown Lakes District Council	Queenstown Lakes District, Otago	10145930	10005512	3111	{FAF4422F-0A45-4CDC-9ADC-86B77D110FA3}	JIMS WAY RD 1 QUEENSTOWN 9371	Aib-24	Water Supply	Electrical Equipment	Solar Panel	2004	01/01/2004	$5,054.66	$5,054.66	$455.50	$5,510.16	Reinstatement	$5,510.16
Queenstown Lakes District Council	Queenstown Lakes District, Otago	10145931	10142627	79631	{7AE69CE2-C9B4-45F2-BCC0-7DCB1E4A6C66}	16 LLOYD DUNN AVENUE RD 2 WANAKA 9305	Aib-24	Sewerage	TPBS Valves	Valve	2008	04/11/2008	$1,366.57	$1,366.57	$123.15	$1,489.71	Reinstatement	$1,489.71
Queenstown Lakes District Council	Queenstown Lakes District, Otago	10145932	10142627	79597	{7AE69CE2-C9B4-45F2-BCC0-7DCB1E4A6C66}	16 LLOYD DUNN AVENUE RD 2 WANAKA 9305	Aib-24	Sewerage	TPBS Valves	Valve	2008	04/11/2008	$1,366.57	$1,366.57	$123.15	$1,489.71	Reinstatement	$1,489.71
Queenstown Lakes District Council	Queenstown Lakes District, Otago	10145933	10142627	79689	{7AE69CE2-C9B4-45F2-BCC0-7DCB1E4A6C66}	16 LLOYD DUNN AVENUE RD 2 WANAKA 9305	Aib-24	Sewerage	Miscellaneous	Sprinklers	2008	04/11/2008	$5,059.55	$5,059.55	$455.94	$5,515.50	Reinstatement	$5,515.50
Queenstown Lakes District Council	Queenstown Lakes District, Otago	10145934	10142636	210057	{E72E6318-3003-43F2-9F40-D8239F7AA13D}	28 STRAINS ROAD RD 1 QUEENSTOWN 9371	Aib-24	Water Supply	TPBS Valves	Valve	2007	01/01/2007	$977.06	$977.06	$88.05	$1,065.11	Indemnity	$643.08
Queenstown Lakes District Council	Queenstown Lakes District, Otago	10145935	10142561	210256	{75322284-DBCB-4BEF-9E84-E12969426588}	KAWARAU PLACE FRANKTON QUEENSTOWN 9300	Aib-24	Sewerage	TPBS Valves	Valve	2009	27/10/2009	$2,929.53	$2,929.53	$264.00	$3,193.53	Indemnity	$2,035.27
Queenstown Lakes District Council	Queenstown Lakes District, Otago	10145936	10142608	229388	{EC813BBC-0598-4A04-85B0-910A34B3C69A}	4 SHOTOVER DELTA ROAD LOWER SHOTOVER QUEENSTOWN 9304	Aib-24	Sewerage	TPBS Valves	Valve			$3,906.59	$3,906.59	$352.04	$4,258.64	Reinstatement	$4,258.64
Queenstown Lakes District Council	Queenstown Lakes District, Otago	10145937	10142627	79530	{7AE69CE2-C9B4-45F2-BCC0-7DCB1E4A6C66}	16 LLOYD DUNN AVENUE RD 2 WANAKA 9305	Aib-24	Sewerage	TPBS Valves	Valve	2008	04/11/2008	$3,125.92	$3,125.92	$281.69	$3,407.62	Reinstatement	$3,407.62
Queenstown Lakes District Council	Queenstown Lakes District, Otago	10145938	10142557	217245	{D3892861-1F27-4A7F-9D74-390EED74B048}	WIDGEON PLACE LAKE HAYES QUEENSTOWN 9304	Aib-24	Sewerage	Electrical Equipment	Soft Starter	2006	01/01/2006	$2,481.21	$2,481.21	$223.60	$2,704.80	Indemnity	$240.42
Queenstown Lakes District Council	Queenstown Lakes District, Otago	10145939	10142626	79361	{FE08E59C-05A5-4DFE-AC48-E6BED98B0C33}	ALBERTOWN	Aib-24	Sewerage	Electrical Equipment	Variable Speed Drive	2008	04/11/2008	$17,502.55	$17,502.55	$1,577.25	$19,079.80	Indemnity	$1,884.41
Queenstown Lakes District Council	Queenstown Lakes District, Otago	10145940	10142556	217242	{3C7CA281-8ECC-4971-9058-5ADF78A6E14C}	LAKE HAYES-ARROW JUNCTION HIGHWAY RD 1 QUEENSTOWN 9371	Aib-24	Sewerage	Electrical Equipment	Soft Starter	2005	01/01/2005	$4,763.66	$4,763.66	$429.28	$5,192.94	Indemnity	$439.61
Queenstown Lakes District Council	Queenstown Lakes District, Otago	10145941	10142608	229489	{EC813BBC-0598-4A04-85B0-910A34B3C69A}	4 SHOTOVER DELTA ROAD LOWER SHOTOVER QUEENSTOWN 9304	Aib-24	Sewerage	Electrical Equipment	Variable Speed Drive			$55,004.98	$55,004.98	$4,956.80	$59,961.78	Reinstatement	$59,961.78
Queenstown Lakes District Council	Queenstown Lakes District, Otago	10145942	10142636	217459	{E72E6318-3003-43F2-9F40-D8239F7AA13D}	28 STRAINS ROAD RD 1 QUEENSTOWN 9371	Aib-24	Water Supply	TPBS Valves	Valve	2007	01/01/2007	$977.06	$977.06	$88.05	$1,065.11	Indemnity	$643.08
Queenstown Lakes District Council	Queenstown Lakes District, Otago	10145662	10142608	229479	{EC813BBC-0598-4A04-85B0-910A34B3C69A}	4 SHOTOVER DELTA ROAD LOWER SHOTOVER QUEENSTOWN 9304	Aib-24	Sewerage	TPBS Valves	Valve			$3,906.59	$3,906.59	$352.04	$4,258.64	Reinstatement	$4,258.64
Queenstown Lakes District Council	Queenstown Lakes District, Otago	10145663	10142643	240775	{6772A231-EDB6-427F-A65D-04E54E1F5C40}	14 WANAKA-LUGGATE HIGHWAY RD 2 WANAKA 9382	Aib-24	Water Supply	TPBS Valves	Valve			$11,718.13	$11,718.13	$1,055.98	$12,774.12	Indemnity	$2,973.84
Queenstown Lakes District Council	Queenstown Lakes District, Otago	10145664	10142638	210546	{05647476-047E-4AD5-A8D2-AB82711D1032}	HIGHVIEW TCE	Aib-24	Water Supply	Pumps	Pump	2000	01/01/2000	$2,657.82	$2,657.82	$239.51	$2,897.33	Indemnity	$198.11
Queenstown Lakes District Council	Queenstown Lakes District, Otago	10145665	10142548	216939	{11D272C7-95C7-40F1-AB59-FC7B0216C5DD}	NORFOLK STREET	Aib-24	Sewerage	Pumps	Pump	1994	01/01/1994	$209,008.49	$209,008.49	$18,834.89	$227,843.38	Indemnity	$12,657.85
Queenstown Lakes District Council	Queenstown Lakes District, Otago	10145666	10142553	4227	{6032F183-CDD0-4AB4-AC42-817A7DEF3634}	59 ARROWTOWN-LAKE HAYES ROAD RD 1 QUEENSTOWN 9371	Aib-24	Sewerage	Miscellaneous	Valve Chamber	2002	01/01/2002	$6,338.60	$6,338.60	$571.21	$6,909.80	Indemnity	$4,533.38
Queenstown Lakes District Council	Queenstown Lakes District, Otago	10145668	10142627	79581	{7AE69CE2-C9B4-45F2-BCC0-7DCB1E4A6C66}	16 LLOYD DUNN AVENUE RD 2 WANAKA 9305	Aib-24	Sewerage	TPBS Valves	Valve	2008	04/11/2008	$1,366.57	$1,366.57	$123.15	$1,489.71	Reinstatement	$1,489.71
Queenstown Lakes District Council	Queenstown Lakes District, Otago	10145669	10142568	209527	{8523046E-B0EC-4155-A27B-D667AE130C1B}	GLENORCHY-QUEENSTOWN ROAD CLOSEBURN QUEENSTOWN 9371	Aib-24	Sewerage	Miscellaneous	Valve Chamber			$6,338.60	$6,338.60	$571.21	$6,909.80	Indemnity	$1,741.76
Queenstown Lakes District Council	Queenstown Lakes District, Otago	10145625	10115350	210501	{B7214F29-F8F6-49EE-BF1D-F3E3B5DC9FDF}	MIDDLESEX STREET ARROWTOWN 9302	Aib-24	Water Supply	TPBS Valves	Valve			$2,148.86	$2,148.86	$193.65	$2,342.51	Reinstatement	$2,342.51
Queenstown Lakes District Council	Queenstown Lakes District, Otago	10145626	10142609	209540	{E418C03F-E51F-4F64-BCDB-3076A1CA7AD1}	#N/A	Aib-24	Water Supply	TPBS Valves	Valve			$11,718.13	$11,718.13	$1,055.98	$12,774.12	Indemnity	$2,433.14
Queenstown Lakes District Council	Queenstown Lakes District, Otago	10145627	10142616	228456	{CEB3A98D-56AF-4112-97B4-9788EEBEF95E}	91 WILDING ROAD RD 1 QUEENSTOWN 9371	Aib-24	Water Supply	Pumps	Pump	2008	22/10/2008	$50,229.06	$50,229.06	$4,526.41	$54,755.48	Indemnity	$11,588.36
Queenstown Lakes District Council	Queenstown Lakes District, Otago	10145628	10142548	216937	{11D272C7-95C7-40F1-AB59-FC7B0216C5DD}	NORFOLK STREET	Aib-24	Sewerage	Pumps	Pump	1994	01/01/1994	$209,008.49	$209,008.49	$18,834.89	$227,843.38	Indemnity	$12,657.85
Queenstown Lakes District Council	Queenstown Lakes District, Otago	10145732	10142546	3873	{A1464184-322C-445A-B5CB-E01E4F481370}	3840 ALICE BURN DRIVE RD 3 CROMWELL 9383	Aib-24	Sewerage	TPBS Valves	Valve	2006	01/01/2006	$2,148.86	$2,148.86	$193.65	$2,342.51	Indemnity	$1,317.32
Queenstown Lakes District Council	Queenstown Lakes District, Otago	10145736	10142627	79629	{7AE69CE2-C9B4-45F2-BCC0-7DCB1E4A6C66}	16 LLOYD DUNN AVENUE RD 2 WANAKA 9305	Aib-24	Sewerage	TPBS Valves	Valve	2008	04/11/2008	$2,343.63	$2,343.63	$211.20	$2,554.82	Reinstatement	$2,554.82
Queenstown Lakes District Council	Queenstown Lakes District, Otago	10145737	10142627	79545	{7AE69CE2-C9B4-45F2-BCC0-7DCB1E4A6C66}	16 LLOYD DUNN AVENUE RD 2 WANAKA 9305	Aib-24	Sewerage	TPBS Valves	Valve	2008	04/11/2008	$3,125.92	$3,125.92	$281.69	$3,407.62	Reinstatement	$3,407.62
Queenstown Lakes District Council	Queenstown Lakes District, Otago	10145738	10142612	217496	{DDCEFCDD-2583-405A-963C-820BA4D54166}	PLANTATION ROAD WANAKA 9305	Aib-24	Water Supply	Pumps	Pump			$56,308.66	$56,308.66	$5,074.28	$61,382.94	Indemnity	$2,728.11
Queenstown Lakes District Council	Queenstown Lakes District, Otago	10145740	10142603	2750	{EC46EEB1-EF9F-48C0-95C7-4CA024BE0281}	GLENORCHY-QUEENSTOWN ROAD CLOSEBURN QUEENSTOWN 9371	Aib-24	Water Supply	TPBS Valves	Valve	1998	01/01/1998	$3,125.92	$3,125.92	$281.69	$3,407.62	Reinstatement	$3,407.62
Queenstown Lakes District Council	Queenstown Lakes District, Otago	10145741	10142545	3994	{6F474EC7-717E-483A-9FC3-D4376815868B}	CHURCH ROAD RD 2 WANAKA 9382	Aib-24	Sewerage	Structures	Well	2006	01/01/2006	$23,506.14	$23,506.14	$2,118.27	$25,624.41	Indemnity	$16,565.13
Queenstown Lakes District Council	Queenstown Lakes District, Otago	10145743	10142569	206910	{201B972B-7B33-4F90-B798-F691FB77F6A7}	LAKEVIEW TERRACE RD 2 WANAKA 9382	Aib-24	Sewerage	TPBS Valves	Valve			$2,148.86	$2,148.86	$193.65	$2,342.51	Indemnity	$109.59
Queenstown Lakes District Council	Queenstown Lakes District, Otago	10145744	10142688	272749	{E156B2D6-04BB-4E99-9D4E-4711E3E006C8}	LAKEVIEW TERRACE RD 2 WANAKA 9382	Aib-24	Water Supply	Pumps	Pump	2015	01/10/2015	$42,911.10	$42,911.10	$3,866.95	$46,778.06	Indemnity	$22,869.07
Queenstown Lakes District Council	Queenstown Lakes District, Otago	10145745	10115350	210423	{B7214F29-F8F6-49EE-BF1D-F3E3B5DC9FDF}	MIDDLESEX STREET ARROWTOWN 9302	Aib-24	Water Supply	TPBS Valves	Valve			$8,790.24	$8,790.24	$792.14	$9,582.37	Reinstatement	$9,582.37
Queenstown Lakes District Council	Queenstown Lakes District, Otago	10145746	10005516	250962	{E74399AA-B667-48B1-8E95-76E3CA7E83DC}	LAKE ESPLANADE QUEENSTOWN 9300	Aib-24	Water Supply	TPBS Valves	Valve	1997	01/01/1997	$5,860.70	$5,860.70	$528.14	$6,388.84	Reinstatement	$6,388.84
Queenstown Lakes District Council	Queenstown Lakes District, Otago	10145747	10142568	217366	{8523046E-B0EC-4155-A27B-D667AE130C1B}	GLENORCHY-QUEENSTOWN ROAD CLOSEBURN QUEENSTOWN 9371	Aib-24	Sewerage	TPBS Valves	Valve	2009	01/08/2009	$977.06	$977.06	$88.05	$1,065.11	Indemnity	$678.81
Queenstown Lakes District Council	Queenstown Lakes District, Otago	10145950	10142627	79500	{7AE69CE2-C9B4-45F2-BCC0-7DCB1E4A6C66}	16 LLOYD DUNN AVENUE RD 2 WANAKA 9305	Aib-24	Sewerage	TPBS Valves	Valve	2008	04/11/2008	$977.06	$977.06	$88.05	$1,065.11	Reinstatement	$1,065.11
Queenstown Lakes District Council	Queenstown Lakes District, Otago	10145951	10142627	79566	{7AE69CE2-C9B4-45F2-BCC0-7DCB1E4A6C66}	16 LLOYD DUNN AVENUE RD 2 WANAKA 9305	Aib-24	Sewerage	TPBS Valves	Valve	2008	04/11/2008	$780.66	$780.66	$70.35	$851.01	Reinstatement	$851.01
Queenstown Lakes District Council	Queenstown Lakes District, Otago	10145952	10142627	79565	{7AE69CE2-C9B4-45F2-BCC0-7DCB1E4A6C66}	16 LLOYD DUNN AVENUE RD 2 WANAKA 9305	Aib-24	Sewerage	TPBS Valves	Valve	2008	04/11/2008	$1,366.57	$1,366.57	$123.15	$1,489.71	Reinstatement	$1,489.71
Queenstown Lakes District Council	Queenstown Lakes District, Otago	10145953	10142538	3713	{55E5F05B-DB4D-4B72-A89E-18C47BF9A71D}	APARTMENT E/54D SARGOOD DRIVE WANAKA 9305	Aib-24	Sewerage	TPBS Valves	Valve	1986	01/01/1986	$2,148.86	$2,148.86	$193.65	$2,342.51	Indemnity	$589.30
Queenstown Lakes District Council	Queenstown Lakes District, Otago	10145954	10115352	3148	{BBA4219C-0FF4-496F-B1E2-F27090A5983E}	MANCHESTER PLACE QUEENSTOWN 9300	Aib-24	Water Supply	TPBS Valves	Valve	1975	01/01/1975	$2,929.53	$2,929.53	$264.00	$3,193.53	Reinstatement	$3,193.53
Queenstown Lakes District Council	Queenstown Lakes District, Otago	10145955	10142614	3342	{D5657136-69A8-42AA-9950-92C7BAD61D7F}	3840 ALICE BURN DRIVE RD 3 CROMWELL 9383	Aib-24	Water Supply	Electrical Equipment	Switchboard	2013	01/06/2013	$111,301.70	$111,301.70	$10,030.00	$121,331.70	Indemnity	$65,480.02
Queenstown Lakes District Council	Queenstown Lakes District, Otago	10145956	10005514	4035	{EA915F74-A6A1-4E7C-A7A0-796A7D28CF2B}	GLENORCHY-QUEENSTOWN ROAD CLOSEBURN QUEENSTOWN 9371	Aib-24	Water Supply	Structures	Reservoir	2000	01/01/2000	$672,825.92	$672,825.92	$60,631.98	$733,457.90	Reinstatement	$733,457.90
Queenstown Lakes District Council	Queenstown Lakes District, Otago	10145957	10142600	210601	{EA00FD14-D04D-4FB9-A0BA-93E642E8E429}	PENINSULA ROAD KELVIN HEIGHTS QUEENSTOWN 9300	Aib-24	Water Supply	TPBS Valves	Valve	2009	01/11/2009	$8,790.24	$8,790.24	$792.14	$9,582.37	Indemnity	$6,106.95
Queenstown Lakes District Council	Queenstown Lakes District, Otago	10145958	10142608	210883	{EC813BBC-0598-4A04-85B0-910A34B3C69A}	4 SHOTOVER DELTA ROAD LOWER SHOTOVER QUEENSTOWN 9304	Aib-24	Sewerage	Structures	Reservoir			$16,496.31	$16,496.31	$1,486.57	$17,982.88	Reinstatement	$17,982.88
Queenstown Lakes District Council	Queenstown Lakes District, Otago	10145959	10142658	237021	{D458CA5E-B986-47C6-AD40-8359B08B7A97}	13 LAKE AVENUE FRANKTON QUEENSTOWN 9300	Aib-24	Sewerage	Weir Structure	Weir Slide Gate	2012	08/08/2012	$4,935.85	$4,935.85	$444.80	$5,380.64	Reinstatement	$5,380.64
Queenstown Lakes District Council	Queenstown Lakes District, Otago	10145945	10142587	226117	{036A3D05-D9AB-460F-9DE6-565470B8F619}	GLENORCHY-QUEENSTOWN ROAD CLOSEBURN QUEENSTOWN 9371	Aib-24	Water Supply	TPBS Valves	Valve	2010	01/01/2010	$11,718.13	$11,718.13	$1,055.98	$12,774.12	Indemnity	$8,355.32
Queenstown Lakes District Council	Queenstown Lakes District, Otago	10145946	10142587	79886	{036A3D05-D9AB-460F-9DE6-565470B8F619}	GLENORCHY-QUEENSTOWN ROAD CLOSEBURN QUEENSTOWN 9371	Aib-24	Water Supply	Structures	Wet Well Lid			$5,757.42	$5,757.42	$518.83	$6,276.25	Indemnity	$3,387.15
Queenstown Lakes District Council	Queenstown Lakes District, Otago	10145947	10115351	4175	{03F38B5B-C721-447B-AE37-F534A101130D}	LOMOND CRESCENT	Aib-24	Water Supply	Structures	Reservoir	1989	01/01/1989	$30,202.53	$30,202.53	$2,721.71	$32,924.24	Reinstatement	$32,924.24
Queenstown Lakes District Council	Queenstown Lakes District, Otago	10145948	10005507	4179	{A8C199A0-C5B2-4990-994B-AF9EB468DB56}	ATKINS ROAD LUGGATE WANAKA 9382	Aib-24	Water Supply	Structures	Reservoir	2000	01/01/2000	$33,754.91	$33,754.91	$3,041.84	$36,796.74	Reinstatement	$36,796.74
Queenstown Lakes District Council	Queenstown Lakes District, Otago	10145963	10142627	79651	{7AE69CE2-C9B4-45F2-BCC0-7DCB1E4A6C66}	16 LLOYD DUNN AVENUE RD 2 WANAKA 9305	Aib-24	Sewerage	Weir Structure	Weir Slide Gate	2008	04/11/2008	$4,935.85	$4,935.85	$444.80	$5,380.64	Reinstatement	$5,380.64
Queenstown Lakes District Council	Queenstown Lakes District, Otago	10145964	10142627	79657	{7AE69CE2-C9B4-45F2-BCC0-7DCB1E4A6C66}	16 LLOYD DUNN AVENUE RD 2 WANAKA 9305	Aib-24	Sewerage	Weir Structure	Weir Slide Gate	2008	04/11/2008	$4,935.85	$4,935.85	$444.80	$5,380.64	Reinstatement	$5,380.64
Queenstown Lakes District Council	Queenstown Lakes District, Otago	10145965	10142608	79240	{EC813BBC-0598-4A04-85B0-910A34B3C69A}	4 SHOTOVER DELTA ROAD LOWER SHOTOVER QUEENSTOWN 9304	Aib-24	Sewerage	Structures	Reservoir	1900	02/01/1900	$13,530.53	$13,530.53	$1,219.31	$14,749.84	Reinstatement	$14,749.84
Queenstown Lakes District Council	Queenstown Lakes District, Otago	10145966	10005513	4046	{5EA3AF37-8F1D-43A0-B278-FA00A674AF37}	GOLDFIELD HEIGHTS QUEENSTOWN 9300	Aib-24	Water Supply	Miscellaneous	Access Road	2003	01/01/2003	$9,330.86	$9,330.86	$840.85	$10,171.72	Reinstatement	$10,171.72
Queenstown Lakes District Council	Queenstown Lakes District, Otago	10145961	10142658	237019	{D458CA5E-B986-47C6-AD40-8359B08B7A97}	13 LAKE AVENUE FRANKTON QUEENSTOWN 9300	Aib-24	Sewerage	Weir Structure	Weir Slide Gate	2012	08/08/2012	$4,935.85	$4,935.85	$444.80	$5,380.64	Reinstatement	$5,380.64
Queenstown Lakes District Council	Queenstown Lakes District, Otago	10145968	10142555	4229	{2DFD307F-1398-4BAD-B18C-CAA015831C1E}	LAKE HAYES-ARROW JUNCTION HIGHWAY RD 1 QUEENSTOWN 9371	Aib-24	Sewerage	Structures	Well	2002	01/01/2002	$31,824.57	$31,824.57	$2,867.88	$34,692.46	Indemnity	$21,669.57
Queenstown Lakes District Council	Queenstown Lakes District, Otago	10145970	10142608	79121	{EC813BBC-0598-4A04-85B0-910A34B3C69A}	4 SHOTOVER DELTA ROAD LOWER SHOTOVER QUEENSTOWN 9304	Aib-24	Sewerage	Electrical Equipment	Soft Starter			$16,511.58	$16,511.58	$1,487.95	$17,999.52	Reinstatement	$17,999.52
Queenstown Lakes District Council	Queenstown Lakes District, Otago	10145971	10142550	4235	{2CEA9B91-0AA3-4502-AA03-C55553D661BB}	7 RUTHERFORD ROAD RD 1 QUEENSTOWN 9371	Aib-24	Sewerage	Structures	Well	2002	01/01/2002	$23,506.14	$23,506.14	$2,118.27	$25,624.41	Indemnity	$16,005.49
Queenstown Lakes District Council	Queenstown Lakes District, Otago	10145972	10142627	79400	{7AE69CE2-C9B4-45F2-BCC0-7DCB1E4A6C66}	16 LLOYD DUNN AVENUE RD 2 WANAKA 9305	Aib-24	Sewerage	Flow Meter	Rotameter	2008	04/11/2008	$2,529.78	$2,529.78	$227.97	$2,757.75	Reinstatement	$2,757.75
Queenstown Lakes District Council	Queenstown Lakes District, Otago	10145974	10142541	3762	{825A7785-0034-4D76-AC9A-117E32A14E38}	BALLANTYNE ROAD RD 2 WANAKA 9382	Aib-24	Sewerage	Electrical Equipment	Switchboard	2003	01/01/2003	$55,025.86	$55,025.86	$4,958.68	$59,984.54	Indemnity	$4,636.44
Queenstown Lakes District Council	Queenstown Lakes District, Otago	10145975	10142608	210958	{EC813BBC-0598-4A04-85B0-910A34B3C69A}	4 SHOTOVER DELTA ROAD LOWER SHOTOVER QUEENSTOWN 9304	Aib-24	Sewerage	Electrical Equipment	Soft Starter			$5,229.62	$5,229.62	$471.27	$5,700.89	Reinstatement	$5,700.89
Queenstown Lakes District Council	Queenstown Lakes District, Otago	10145976	10142585	210214	{767761CE-6F02-4C52-82D7-98197697E501}	WANAKA-MOUNT ASPIRING ROAD WANAKA 9382	Aib-24	Water Supply	TPBS Valves	Valve			$11,718.13	$11,718.13	$1,055.98	$12,774.12	Indemnity	$5,570.22
Queenstown Lakes District Council	Queenstown Lakes District, Otago	10145977	10142634	217259	{3F54E71F-EAD9-4A6F-B04D-907BB9BDE28F}	28 STRAINS ROAD RD 1 QUEENSTOWN 9371	Aib-24	Sewerage	TPBS Valves	Valve	2007	01/01/2007	$2,343.63	$2,343.63	$211.20	$2,554.82	Indemnity	$1,542.52
Queenstown Lakes District Council	Queenstown Lakes District, Otago	10145978	10005516	250963	{E74399AA-B667-48B1-8E95-76E3CA7E83DC}	LAKE ESPLANADE QUEENSTOWN 9300	Aib-24	Water Supply	TPBS Valves	Valve	1997	01/01/1997	$5,860.70	$5,860.70	$528.14	$6,388.84	Reinstatement	$6,388.84
Queenstown Lakes District Council	Queenstown Lakes District, Otago	10145979	10142608	229691	{EC813BBC-0598-4A04-85B0-910A34B3C69A}	4 SHOTOVER DELTA ROAD LOWER SHOTOVER QUEENSTOWN 9304	Aib-24	Sewerage	Electrical Equipment	Temperature Switch			$1,963.97	$1,963.97	$176.98	$2,140.95	Reinstatement	$2,140.95
Queenstown Lakes District Council	Queenstown Lakes District, Otago	10145980	10142625	216914	{6EFDB77B-3B91-437E-8013-7F0743951CC5}	ALBERTOWN	Aib-24	Sewerage	Structures	Well	2008	04/11/2008	$23,506.14	$23,506.14	$2,118.27	$25,624.41	Indemnity	$17,852.28
Queenstown Lakes District Council	Queenstown Lakes District, Otago	10145986	10142627	79548	{7AE69CE2-C9B4-45F2-BCC0-7DCB1E4A6C66}	16 LLOYD DUNN AVENUE RD 2 WANAKA 9305	Aib-24	Sewerage	TPBS Valves	Valve	2008	04/11/2008	$2,343.63	$2,343.63	$211.20	$2,554.82	Reinstatement	$2,554.82
Queenstown Lakes District Council	Queenstown Lakes District, Otago	10145987	10142556	4090	{3C7CA281-8ECC-4971-9058-5ADF78A6E14C}	LAKE HAYES-ARROW JUNCTION HIGHWAY RD 1 QUEENSTOWN 9371	Aib-24	Sewerage	Structures	Well	2002	01/01/2002	$23,506.14	$23,506.14	$2,118.27	$25,624.41	Indemnity	$16,005.49
Queenstown Lakes District Council	Queenstown Lakes District, Otago	10145988	10142627	79480	{7AE69CE2-C9B4-45F2-BCC0-7DCB1E4A6C66}	16 LLOYD DUNN AVENUE RD 2 WANAKA 9305	Aib-24	Sewerage	Electrical Equipment	Temperature Element	2008	04/11/2008	$1,335.15	$1,335.15	$120.32	$1,455.47	Reinstatement	$1,455.47
Queenstown Lakes District Council	Queenstown Lakes District, Otago	10145989	10142541	4079	{825A7785-0034-4D76-AC9A-117E32A14E38}	BALLANTYNE ROAD RD 2 WANAKA 9382	Aib-24	Sewerage	Structures	Well	2003	01/01/2003	$23,506.14	$23,506.14	$2,118.27	$25,624.41	Indemnity	$15,844.90
Queenstown Lakes District Council	Queenstown Lakes District, Otago	10145990	10142658	237012	{D458CA5E-B986-47C6-AD40-8359B08B7A97}	13 LAKE AVENUE FRANKTON QUEENSTOWN 9300	Aib-24	Sewerage	TPBS Valves	Valve	2012	08/08/2012	$8,984.99	$8,984.99	$809.69	$9,794.67	Reinstatement	$9,794.67
Queenstown Lakes District Council	Queenstown Lakes District, Otago	10145991	10142634	209955	{3F54E71F-EAD9-4A6F-B04D-907BB9BDE28F}	28 STRAINS ROAD RD 1 QUEENSTOWN 9371	Aib-24	Sewerage	TPBS Valves	Valve	2007	01/01/2007	$977.06	$977.06	$88.05	$1,065.11	Indemnity	$643.08
Queenstown Lakes District Council	Queenstown Lakes District, Otago	10145992	10142608	229572	{EC813BBC-0598-4A04-85B0-910A34B3C69A}	4 SHOTOVER DELTA ROAD LOWER SHOTOVER QUEENSTOWN 9304	Aib-24	Sewerage	TPBS Valves	Valve			$3,906.59	$3,906.59	$352.04	$4,258.64	Reinstatement	$4,258.64
Queenstown Lakes District Council	Queenstown Lakes District, Otago	10145993	10142562	4256	{5AA4AEBA-5A65-4912-B4D5-13268CE0E2CE}	100 RIVERSIDE ROAD FRANKTON QUEENSTOWN 9300	Aib-24	Sewerage	Structures	Well	1996	01/01/1996	$237,229.17	$237,229.17	$21,378.00	$258,607.18	Indemnity	$142,892.79
Queenstown Lakes District Council	Queenstown Lakes District, Otago	10145994	10142637	210868	{8F07E1B9-9906-497F-97AE-1A5275B5D8FC}	707 WANAKA-LUGGATE HIGHWAY RD 2 WANAKA 9382	Aib-24	Water Supply	Structures	Surge Tank			$2,337.44	$2,337.44	$210.64	$2,548.08	Indemnity	$431.42
Queenstown Lakes District Council	Queenstown Lakes District, Otago	10145995	10142637	210867	{8F07E1B9-9906-497F-97AE-1A5275B5D8FC}	707 WANAKA-LUGGATE HIGHWAY RD 2 WANAKA 9382	Aib-24	Water Supply	Structures	Surge Tank			$2,286.05	$2,286.05	$206.01	$2,492.06	Indemnity	$421.93
Queenstown Lakes District Council	Queenstown Lakes District, Otago	10145996	10142619	210616	{89034D7D-5C5D-4987-9FB3-9F51E14509EE}	PENINSULA ROAD KELVIN HEIGHTS QUEENSTOWN 9300	Aib-24	Water Supply	Misc	Sampler	2003	01/01/2003	$52,000.87	$52,000.87	$4,686.08	$56,686.95	Indemnity	$4,381.56
Queenstown Lakes District Council	Queenstown Lakes District, Otago	10145982	10142585	4162	{767761CE-6F02-4C52-82D7-98197697E501}	WANAKA-MOUNT ASPIRING ROAD WANAKA 9382	Aib-24	Water Supply	Structures	Well	1997	01/01/1997	$96,374.59	$96,374.59	$8,684.84	$105,059.43	Indemnity	$63,368.62
Queenstown Lakes District Council	Queenstown Lakes District, Otago	10145983	10142568	217365	{8523046E-B0EC-4155-A27B-D667AE130C1B}	GLENORCHY-QUEENSTOWN ROAD CLOSEBURN QUEENSTOWN 9371	Aib-24	Sewerage	TPBS Valves	Valve	2009	01/08/2009	$2,148.86	$2,148.86	$193.65	$2,342.51	Indemnity	$1,492.91
Queenstown Lakes District Council	Queenstown Lakes District, Otago	10145984	10142623	217015	{8E0D674A-5C93-471A-B834-A81AE41C2BC2}	DOMAIN ROAD	Aib-24	Sewerage	Structures	Well	2008	01/12/2008	$23,506.14	$23,506.14	$2,118.27	$25,624.41	Indemnity	$17,852.28
Queenstown Lakes District Council	Queenstown Lakes District, Otago	10145999	10142640	211056	{62031361-5EC6-4739-9CAF-9F9D269D40C7}	HIDDEN HILLS DRIVE WANAKA 9305	Aib-24	Water Supply	Structures	Surge Tank			$2,286.05	$2,286.05	$206.01	$2,492.06	Indemnity	$738.38
Queenstown Lakes District Council	Queenstown Lakes District, Otago	10146001	10142564	79192	{BFBFBB84-D102-4ACA-8418-8B4EB42050A5}	PARK STREET QUEENSTOWN 9300	Aib-24	Sewerage	Structures	Wet Well Lid			$5,757.42	$5,757.42	$518.83	$6,276.25	Indemnity	$1,673.65
Queenstown Lakes District Council	Queenstown Lakes District, Otago	10146007	10142606	3983	{17B7DB13-3757-4ED7-9B8B-44C7DC194176}	101 BALLANTYNE ROAD WANAKA 9305	Aib-24	Sewerage	Miscellaneous	Screen Chamber	2000	01/01/2000	$203,787.22	$203,787.22	$18,364.37	$222,151.58	Indemnity	$138,226.42
Queenstown Lakes District Council	Queenstown Lakes District, Otago	10146008	10142597	3261	{E53D3297-9713-4766-9806-99D9683A4DF7}	MANCHESTER PLACE QUEENSTOWN 9300	Aib-24	Water Supply	Electrical Equipment	Pressure Transducer	1989	01/01/1989	$1,963.97	$1,963.97	$176.98	$2,140.95	Indemnity	$102.87
Queenstown Lakes District Council	Queenstown Lakes District, Otago	10146009	10005502	217432	{84C8126C-EBB5-4246-9907-805214BDAA39}	LAKE HAWEA-ALBERT TOWN ROAD RD 2 WANAKA 9382	Aib-24	Water Supply	TPBS Valves	Valve	1991	01/01/1991	$4,101.35	$4,101.35	$369.59	$4,470.94	Reinstatement	$4,470.94
Queenstown Lakes District Council	Queenstown Lakes District, Otago	10146010	10142619	210622	{89034D7D-5C5D-4987-9FB3-9F51E14509EE}	PENINSULA ROAD KELVIN HEIGHTS QUEENSTOWN 9300	Aib-24	Water Supply	Electrical Equipment	Switchboard			$166,199.74	$166,199.74	$14,977.16	$181,176.89	Indemnity	$7,668.80
Queenstown Lakes District Council	Queenstown Lakes District, Otago	10146011	10142627	79504	{7AE69CE2-C9B4-45F2-BCC0-7DCB1E4A6C66}	16 LLOYD DUNN AVENUE RD 2 WANAKA 9305	Aib-24	Sewerage	TPBS Valves	Valve	2008	04/11/2008	$977.06	$977.06	$88.05	$1,065.11	Reinstatement	$1,065.11
Queenstown Lakes District Council	Queenstown Lakes District, Otago	10146012	10142561	3511	{75322284-DBCB-4BEF-9E84-E12969426588}	KAWARAU PLACE FRANKTON QUEENSTOWN 9300	Aib-24	Sewerage	TPBS Valves	Valve	1985	01/01/1985	$2,929.53	$2,929.53	$264.00	$3,193.53	Indemnity	$1,023.78
Queenstown Lakes District Council	Queenstown Lakes District, Otago	10146013	10142563	79198	{CB7B9861-B30B-4228-84FC-359A0F479C52}	MARINE PARADE QUEENSTOWN 9300	Aib-24	Sewerage	Structures	Wet Well Lid	1975	01/01/1975	$5,757.42	$5,757.42	$518.83	$6,276.25	Reinstatement	$6,276.25
Queenstown Lakes District Council	Queenstown Lakes District, Otago	10146014	10142609	3193	{E418C03F-E51F-4F64-BCDB-3076A1CA7AD1}	#N/A	Aib-24	Water Supply	Electrical Equipment	Pressure Transducer	1991	01/01/1991	$1,963.97	$1,963.97	$176.98	$2,140.95	Indemnity	$108.75
Queenstown Lakes District Council	Queenstown Lakes District, Otago	10146018	10142600	225945	{EA00FD14-D04D-4FB9-A0BA-93E642E8E429}	PENINSULA ROAD KELVIN HEIGHTS QUEENSTOWN 9300	Aib-24	Water Supply	Electrical Equipment	Pressure Transducer	2009	01/06/2009	$1,590.05	$1,590.05	$143.29	$1,733.33	Indemnity	$616.29
Queenstown Lakes District Council	Queenstown Lakes District, Otago	10146019	10142562	79152	{5AA4AEBA-5A65-4912-B4D5-13268CE0E2CE}	100 RIVERSIDE ROAD FRANKTON QUEENSTOWN 9300	Aib-24	Sewerage	Structures	Wet Well Lid			$5,757.42	$5,757.42	$518.83	$6,276.25	Indemnity	$3,347.31
Queenstown Lakes District Council	Queenstown Lakes District, Otago	10146020	10142552	79220	{2190EC7C-4D3B-4B45-B25E-D60E29A287BC}	59 ARROWTOWN-LAKE HAYES ROAD RD 1 QUEENSTOWN 9371	Aib-24	Sewerage	Structures	Wet Well Lid			$5,757.42	$5,757.42	$518.83	$6,276.25	Indemnity	$3,317.15
Queenstown Lakes District Council	Queenstown Lakes District, Otago	10146021	10142564	4246	{BFBFBB84-D102-4ACA-8418-8B4EB42050A5}	PARK STREET QUEENSTOWN 9300	Aib-24	Sewerage	Miscellaneous	Valve Chamber	2003	01/01/2003	$6,338.60	$6,338.60	$571.21	$6,909.80	Indemnity	$4,606.50
Queenstown Lakes District Council	Queenstown Lakes District, Otago	10146022	10142573	79182	{B06B8B8A-D4E6-4CEE-94DC-B61B7504E3BD}	WAIMANA PLACE WANAKA 9305	Aib-24	Sewerage	Structures	Wet Well Lid			$5,757.42	$5,757.42	$518.83	$6,276.25	Indemnity	$3,090.98
Queenstown Lakes District Council	Queenstown Lakes District, Otago	10146023	10142541	79165	{825A7785-0034-4D76-AC9A-117E32A14E38}	BALLANTYNE ROAD RD 2 WANAKA 9382	Aib-24	Sewerage	Structures	Wet Well Lid			$5,757.42	$5,757.42	$518.83	$6,276.25	Indemnity	$892.61
Queenstown Lakes District Council	Queenstown Lakes District, Otago	10146024	10142608	3810	{EC813BBC-0598-4A04-85B0-910A34B3C69A}	4 SHOTOVER DELTA ROAD LOWER SHOTOVER QUEENSTOWN 9304	Aib-24	Sewerage	Electrical Equipment	Switchboard	2002	01/01/2002	$159,240.23	$159,240.23	$14,350.00	$173,590.23	Reinstatement	$173,590.23
Queenstown Lakes District Council	Queenstown Lakes District, Otago	10146025	10142571	79141	{B26B8863-F991-4F34-B294-63CF59D384E9}	CEMETERY ROAD	Aib-24	Sewerage	Structures	Wet Well Lid			$5,757.42	$5,757.42	$518.83	$6,276.25	Indemnity	$3,448.74
Queenstown Lakes District Council	Queenstown Lakes District, Otago	10146026	10142634	217262	{3F54E71F-EAD9-4A6F-B04D-907BB9BDE28F}	28 STRAINS ROAD RD 1 QUEENSTOWN 9371	Aib-24	Sewerage	Miscellaneous	Valve Chamber			$6,338.60	$6,338.60	$571.21	$6,909.80	Indemnity	$4,898.97
Queenstown Lakes District Council	Queenstown Lakes District, Otago	10146027	10142542	217272	{5412AA32-82B5-4D9A-ABC9-E74317CD98C7}	HARRIS PLACE LUGGATE WANAKA 9383	Aib-24	Sewerage	Fan	Ventilation	2006	01/01/2006	$3,235.48	$3,235.48	$291.57	$3,527.05	Indemnity	$447.87
Queenstown Lakes District Council	Queenstown Lakes District, Otago	10146028	10142544	79132	{86623ECE-9A0E-4F65-8735-C981012814AC}	31 COOPER CRESCENT RD 3 CROMWELL 9383	Aib-24	Sewerage	Structures	Wet Well Lid			$5,757.42	$5,757.42	$518.83	$6,276.25	Indemnity	$4,144.28
Queenstown Lakes District Council	Queenstown Lakes District, Otago	10146029	10142627	79592	{7AE69CE2-C9B4-45F2-BCC0-7DCB1E4A6C66}	16 LLOYD DUNN AVENUE RD 2 WANAKA 9305	Aib-24	Sewerage	TPBS Valves	Valve	2008	04/11/2008	$1,366.57	$1,366.57	$123.15	$1,489.71	Reinstatement	$1,489.71
Queenstown Lakes District Council	Queenstown Lakes District, Otago	10146030	10142627	79600	{7AE69CE2-C9B4-45F2-BCC0-7DCB1E4A6C66}	16 LLOYD DUNN AVENUE RD 2 WANAKA 9305	Aib-24	Sewerage	TPBS Valves	Valve	2008	04/11/2008	$977.06	$977.06	$88.05	$1,065.11	Reinstatement	$1,065.11
Queenstown Lakes District Council	Queenstown Lakes District, Otago	10146031	10142545	3774	{6F474EC7-717E-483A-9FC3-D4376815868B}	CHURCH ROAD RD 2 WANAKA 9382	Aib-24	Sewerage	Electrical Equipment	Switchboard	2006	01/01/2006	$56,807.55	$56,807.55	$5,119.24	$61,926.79	Indemnity	$7,863.65
Queenstown Lakes District Council	Queenstown Lakes District, Otago	10146032	10005517	250938	{92E161FC-4B0B-4C0F-858E-29A31DE8986E}	GLENORCHY-QUEENSTOWN ROAD CLOSEBURN QUEENSTOWN 9371	Aib-24	Water Supply	TPBS Valves	Valve	2015	10/02/2015	$5,860.70	$5,860.70	$528.14	$6,388.84	Reinstatement	$6,388.84
Queenstown Lakes District Council	Queenstown Lakes District, Otago	10146033	10005514	210965	{EA915F74-A6A1-4E7C-A7A0-796A7D28CF2B}	GLENORCHY-QUEENSTOWN ROAD CLOSEBURN QUEENSTOWN 9371	Aib-24	Water Supply	TPBS Valves	Valve			$2,929.53	$2,929.53	$264.00	$3,193.53	Reinstatement	$3,193.53
Queenstown Lakes District Council	Queenstown Lakes District, Otago	10146034	10142563	3638	{CB7B9861-B30B-4228-84FC-359A0F479C52}	MARINE PARADE QUEENSTOWN 9300	Aib-24	Sewerage	TPBS Valves	Valve	1997	01/01/1997	$4,101.35	$4,101.35	$369.59	$4,470.94	Reinstatement	$4,470.94
Queenstown Lakes District Council	Queenstown Lakes District, Otago	10146035	10142543	3847	{945B4DDC-C814-44AB-8A72-EFE1C552066A}	PISA ROAD	Aib-24	Sewerage	Electrical Equipment	Switchboard	2006	01/01/2006	$149,829.21	$149,829.21	$13,501.92	$163,331.13	Indemnity	$20,740.28
Queenstown Lakes District Council	Queenstown Lakes District, Otago	10146036	10142568	3678	{8523046E-B0EC-4155-A27B-D667AE130C1B}	GLENORCHY-QUEENSTOWN ROAD CLOSEBURN QUEENSTOWN 9371	Aib-24	Sewerage	Electrical Equipment	Switchboard	1997	01/01/1997	$308,455.96	$308,455.96	$27,796.63	$336,252.60	Indemnity	$20,613.00
Queenstown Lakes District Council	Queenstown Lakes District, Otago	10146037	10142627	79511	{7AE69CE2-C9B4-45F2-BCC0-7DCB1E4A6C66}	16 LLOYD DUNN AVENUE RD 2 WANAKA 9305	Aib-24	Sewerage	TPBS Valves	Valve	2008	04/11/2008	$1,366.57	$1,366.57	$123.15	$1,489.71	Reinstatement	$1,489.71
Queenstown Lakes District Council	Queenstown Lakes District, Otago	10146038	10142594	213856	{E616D674-93A2-4D96-B069-CD60323E1486}	GLENDA DRIVE	Aib-24	Water Supply	TPBS Valves	Valve			$11,718.13	$11,718.13	$1,055.98	$12,774.12	Indemnity	$4,595.94
Queenstown Lakes District Council	Queenstown Lakes District, Otago	10146039	10142543	3851	{945B4DDC-C814-44AB-8A72-EFE1C552066A}	PISA ROAD	Aib-24	Sewerage	TPBS Valves	Valve	2006	01/01/2006	$977.06	$977.06	$88.05	$1,065.11	Indemnity	$598.97
Queenstown Lakes District Council	Queenstown Lakes District, Otago	10146040	10142627	79556	{7AE69CE2-C9B4-45F2-BCC0-7DCB1E4A6C66}	16 LLOYD DUNN AVENUE RD 2 WANAKA 9305	Aib-24	Sewerage	TPBS Valves	Valve	2008	04/11/2008	$780.66	$780.66	$70.35	$851.01	Reinstatement	$851.01
Queenstown Lakes District Council	Queenstown Lakes District, Otago	10146041	10142658	237014	{D458CA5E-B986-47C6-AD40-8359B08B7A97}	13 LAKE AVENUE FRANKTON QUEENSTOWN 9300	Aib-24	Sewerage	TPBS Valves	Valve	2012	08/08/2012	$22,266.09	$22,266.09	$2,006.52	$24,272.61	Reinstatement	$24,272.61
Queenstown Lakes District Council	Queenstown Lakes District, Otago	10146043	10142627	79551	{7AE69CE2-C9B4-45F2-BCC0-7DCB1E4A6C66}	16 LLOYD DUNN AVENUE RD 2 WANAKA 9305	Aib-24	Sewerage	TPBS Valves	Valve	2008	04/11/2008	$11,718.13	$11,718.13	$1,055.98	$12,774.12	Reinstatement	$12,774.12
Queenstown Lakes District Council	Queenstown Lakes District, Otago	10146046	10142627	79627	{7AE69CE2-C9B4-45F2-BCC0-7DCB1E4A6C66}	16 LLOYD DUNN AVENUE RD 2 WANAKA 9305	Aib-24	Sewerage	TPBS Valves	Valve	2008	04/11/2008	$2,343.63	$2,343.63	$211.20	$2,554.82	Reinstatement	$2,554.82
Queenstown Lakes District Council	Queenstown Lakes District, Otago	10146047	10142544	3862	{86623ECE-9A0E-4F65-8735-C981012814AC}	31 COOPER CRESCENT RD 3 CROMWELL 9383	Aib-24	Sewerage	TPBS Valves	Valve	2006	01/01/2006	$2,148.86	$2,148.86	$193.65	$2,342.51	Indemnity	$1,317.32
Queenstown Lakes District Council	Queenstown Lakes District, Otago	10146048	10142608	3809	{EC813BBC-0598-4A04-85B0-910A34B3C69A}	4 SHOTOVER DELTA ROAD LOWER SHOTOVER QUEENSTOWN 9304	Aib-24	Sewerage	Electrical Equipment	Switchboard	2002	01/01/2002	$159,240.23	$159,240.23	$14,350.00	$173,590.23	Reinstatement	$173,590.23
Queenstown Lakes District Council	Queenstown Lakes District, Otago	10146049	10142610	209551	{7F1A6410-C3B4-40D2-BE28-63D256777D52}	MAKARORA-LAKE HAWEA ROAD MAKARORA WANAKA 9382	Aib-24	Water Supply	TPBS Valves	Valve	1991	01/01/1991	$5,860.70	$5,860.70	$528.14	$6,388.84	Indemnity	$1,930.83
Queenstown Lakes District Council	Queenstown Lakes District, Otago	10146050	10142630	202013	{DC81B536-EA8D-4763-B2C8-0AB48FE76118}	BALMORAL	Aib-24	Water Supply	TPBS Valves	Valve			$11,718.13	$11,718.13	$1,055.98	$12,774.12	Indemnity	$8,355.32
Queenstown Lakes District Council	Queenstown Lakes District, Otago	10146051	10142627	79557	{7AE69CE2-C9B4-45F2-BCC0-7DCB1E4A6C66}	16 LLOYD DUNN AVENUE RD 2 WANAKA 9305	Aib-24	Sewerage	TPBS Valves	Valve	2008	04/11/2008	$780.66	$780.66	$70.35	$851.01	Reinstatement	$851.01
Queenstown Lakes District Council	Queenstown Lakes District, Otago	10146052	10142854	224864	{5A773EE3-5C32-4D54-895A-4D43A6CF1353}	#N/A	Aib-24	Water Supply	Electrical Equipment	Telemetry			$37,170.90	$37,170.90	$3,349.67	$40,520.57	Indemnity	$7,203.59
Queenstown Lakes District Council	Queenstown Lakes District, Otago	10146053	10142554	3467	{5DEDF20F-21CC-4219-BFCC-1771FF6DC8FD}	700 MOKE LAKE ROAD BEN LOMOND QUEENSTOWN 9371	Aib-24	Sewerage	TPBS Valves	Valve	2000	01/01/2000	$11,718.13	$11,718.13	$1,055.98	$12,774.12	Indemnity	$6,212.93
Queenstown Lakes District Council	Queenstown Lakes District, Otago	10146054	10142589	2801	{B307C4EC-CC6E-407E-9D6C-4861428A5998}	MIDDLESEX STREET ARROWTOWN 9302	Aib-24	Water Supply	TPBS Valves	Valve	2004	01/01/2004	$4,101.35	$4,101.35	$369.59	$4,470.94	Indemnity	$2,474.46
Queenstown Lakes District Council	Queenstown Lakes District, Otago	10146055	10142627	79587	{7AE69CE2-C9B4-45F2-BCC0-7DCB1E4A6C66}	16 LLOYD DUNN AVENUE RD 2 WANAKA 9305	Aib-24	Sewerage	TPBS Valves	Valve	2008	04/11/2008	$780.66	$780.66	$70.35	$851.01	Reinstatement	$851.01
Queenstown Lakes District Council	Queenstown Lakes District, Otago	10146056	10142608	210942	{EC813BBC-0598-4A04-85B0-910A34B3C69A}	4 SHOTOVER DELTA ROAD LOWER SHOTOVER QUEENSTOWN 9304	Aib-24	Sewerage	TPBS Valves	Valve			$11,718.13	$11,718.13	$1,055.98	$12,774.12	Reinstatement	$12,774.12
Queenstown Lakes District Council	Queenstown Lakes District, Otago	10146057	10142566	3539	{9066EF44-277E-4EB0-A92D-D34D0A70D53E}	PENINSULA ROAD KELVIN HEIGHTS QUEENSTOWN 9300	Aib-24	Sewerage	TPBS Valves	Valve	1984	01/01/1984	$4,101.35	$4,101.35	$369.59	$4,470.94	Indemnity	$1,410.18
Queenstown Lakes District Council	Queenstown Lakes District, Otago	10146058	10142627	79626	{7AE69CE2-C9B4-45F2-BCC0-7DCB1E4A6C66}	16 LLOYD DUNN AVENUE RD 2 WANAKA 9305	Aib-24	Sewerage	TPBS Valves	Valve	2008	04/11/2008	$391.14	$391.14	$35.25	$426.39	Reinstatement	$426.39
Queenstown Lakes District Council	Queenstown Lakes District, Otago	10146059	10142584	2993	{BA75368B-EB32-42CE-B5DB-1FEB1B136268}	20 ANDERSON ROAD WANAKA 9305	Aib-24	Water Supply	TPBS Valves	Valve	1989	01/01/1989	$2,929.53	$2,929.53	$264.00	$3,193.53	Indemnity	$1,095.63
Queenstown Lakes District Council	Queenstown Lakes District, Otago	10146060	10142600	210602	{EA00FD14-D04D-4FB9-A0BA-93E642E8E429}	PENINSULA ROAD KELVIN HEIGHTS QUEENSTOWN 9300	Aib-24	Water Supply	TPBS Valves	Valve	2010	01/09/2010	$3,125.92	$3,125.92	$281.69	$3,407.62	Indemnity	$2,228.86
Queenstown Lakes District Council	Queenstown Lakes District, Otago	10146062	10142542	3787	{5412AA32-82B5-4D9A-ABC9-E74317CD98C7}	HARRIS PLACE LUGGATE WANAKA 9383	Aib-24	Sewerage	TPBS Valves	Valve	2006	01/01/2006	$977.06	$977.06	$88.05	$1,065.11	Indemnity	$598.97
Queenstown Lakes District Council	Queenstown Lakes District, Otago	10146063	10142540	3724	{C8B1DF84-FB15-494B-84FD-6DEC465E0DF0}	26 GORDON ROAD WANAKA 9305	Aib-24	Sewerage	Electrical Equipment	Switchboard	1985	01/01/1985	$85,301.02	$85,301.02	$7,686.94	$92,987.96	Indemnity	$4,031.96
Queenstown Lakes District Council	Queenstown Lakes District, Otago	10146064	10142584	2999	{BA75368B-EB32-42CE-B5DB-1FEB1B136268}	20 ANDERSON ROAD WANAKA 9305	Aib-24	Water Supply	TPBS Valves	Valve	2000	01/01/2000	$11,718.13	$11,718.13	$1,055.98	$12,774.12	Indemnity	$6,212.93
Queenstown Lakes District Council	Queenstown Lakes District, Otago	10146065	10142608	210890	{EC813BBC-0598-4A04-85B0-910A34B3C69A}	4 SHOTOVER DELTA ROAD LOWER SHOTOVER QUEENSTOWN 9304	Aib-24	Sewerage	TPBS Valves	Valve			$11,718.13	$11,718.13	$1,055.98	$12,774.12	Reinstatement	$12,774.12
Queenstown Lakes District Council	Queenstown Lakes District, Otago	10146066	10142552	206978	{2190EC7C-4D3B-4B45-B25E-D60E29A287BC}	59 ARROWTOWN-LAKE HAYES ROAD RD 1 QUEENSTOWN 9371	Aib-24	Sewerage	Electrical Equipment	Switchboard	2009	01/07/2009	$428,392.40	$428,392.40	$38,604.75	$466,997.15	Indemnity	$118,601.40
Queenstown Lakes District Council	Queenstown Lakes District, Otago	10146067	10142541	3763	{825A7785-0034-4D76-AC9A-117E32A14E38}	BALLANTYNE ROAD RD 2 WANAKA 9382	Aib-24	Sewerage	TPBS Valves	Valve	2003	01/01/2003	$2,343.63	$2,343.63	$211.20	$2,554.82	Indemnity	$1,371.13
Queenstown Lakes District Council	Queenstown Lakes District, Otago	10146068	10005504	3168	{D45D83B1-FE65-41B2-9D42-BB08E80F3FA6}	ANDERSON ROAD WANAKA 9305	Aib-24	Water Supply	Electrical Equipment	Switchboard	2003	01/01/2003	$153,870.85	$153,870.85	$13,866.13	$167,736.99	Reinstatement	$167,736.99
Queenstown Lakes District Council	Queenstown Lakes District, Otago	10146069	10142643	240593	{6772A231-EDB6-427F-A65D-04E54E1F5C40}	14 WANAKA-LUGGATE HIGHWAY RD 2 WANAKA 9382	Aib-24	Water Supply	Electrical Equipment	Switchboard	2013	01/06/2013	$25,614.29	$25,614.29	$2,308.24	$27,922.54	Indemnity	$11,818.96
Queenstown Lakes District Council	Queenstown Lakes District, Otago	10146070	10142611	245963	{6AB85459-F98F-4B45-BF58-32E06558AD54}	KIRIMOKO CRESCENT WANAKA 9305	Aib-24	Water Supply	Electrical Equipment	UV System	2013	01/10/2013	$7,729.85	$7,729.85	$696.58	$8,426.43	Indemnity	$4,743.73
Queenstown Lakes District Council	Queenstown Lakes District, Otago	10148373	10142604	210805	{14EF4B20-0465-4DBA-8FFE-97C7DBFF07C5}	DOMAIN ROAD RD 2 WANAKA 9382	Aib-24	Sewerage	Electrical Equipment	Cabinetry	2010		$11,639.97	$11,639.97	$1,048.94	$12,688.91	Reinstatement	$12,688.91
Queenstown Lakes District Council	Queenstown Lakes District, Otago	10146071	10142541	3765	{825A7785-0034-4D76-AC9A-117E32A14E38}	BALLANTYNE ROAD RD 2 WANAKA 9382	Aib-24	Sewerage	TPBS Valves	Valve	2003	01/01/2003	$2,343.63	$2,343.63	$211.20	$2,554.82	Indemnity	$1,371.13
Queenstown Lakes District Council	Queenstown Lakes District, Otago	10146072	10005516	3138	{E74399AA-B667-48B1-8E95-76E3CA7E83DC}	LAKE ESPLANADE QUEENSTOWN 9300	Aib-24	Water Supply	TPBS Valves	Valve	1997	01/01/1997	$8,790.24	$8,790.24	$792.14	$9,582.37	Reinstatement	$9,582.37
Queenstown Lakes District Council	Queenstown Lakes District, Otago	10146073	10142627	79479	{7AE69CE2-C9B4-45F2-BCC0-7DCB1E4A6C66}	16 LLOYD DUNN AVENUE RD 2 WANAKA 9305	Aib-24	Sewerage	Electrical Equipment	Temperature Element	2008	04/11/2008	$1,335.15	$1,335.15	$120.32	$1,455.47	Reinstatement	$1,455.47
Queenstown Lakes District Council	Queenstown Lakes District, Otago	10146074	10142557	4094	{D3892861-1F27-4A7F-9D74-390EED74B048}	WIDGEON PLACE LAKE HAYES QUEENSTOWN 9304	Aib-24	Sewerage	Structures	Well	2006	01/01/2006	$23,506.14	$23,506.14	$2,118.27	$25,624.41	Indemnity	$17,236.68
Queenstown Lakes District Council	Queenstown Lakes District, Otago	10146075	10142608	210898	{EC813BBC-0598-4A04-85B0-910A34B3C69A}	4 SHOTOVER DELTA ROAD LOWER SHOTOVER QUEENSTOWN 9304	Aib-24	Sewerage	TPBS Valves	Valve			$11,718.13	$11,718.13	$1,055.98	$12,774.12	Reinstatement	$12,774.12
Queenstown Lakes District Council	Queenstown Lakes District, Otago	10146076	10142608	229609	{EC813BBC-0598-4A04-85B0-910A34B3C69A}	4 SHOTOVER DELTA ROAD LOWER SHOTOVER QUEENSTOWN 9304	Aib-24	Sewerage	TPBS Valves	Valve			$3,906.59	$3,906.59	$352.04	$4,258.64	Reinstatement	$4,258.64
Queenstown Lakes District Council	Queenstown Lakes District, Otago	10146077	10142578	3718	{3C541161-7455-419E-B974-57D00C3989DC}	EELY POINT ROAD WANAKA 9305	Aib-24	Sewerage	Electrical Equipment	Switchboard	2000	01/01/2000	$40,448.20	$40,448.20	$3,645.01	$44,093.21	Indemnity	$3,014.89
Queenstown Lakes District Council	Queenstown Lakes District, Otago	10146078	10142688	272772	{E156B2D6-04BB-4E99-9D4E-4711E3E006C8}	LAKEVIEW TERRACE RD 2 WANAKA 9382	Aib-24	Water Supply	TPBS Valves	Valve	2015	01/10/2015	$8,592.21	$8,592.21	$774.29	$9,366.50	Indemnity	$6,827.08
Queenstown Lakes District Council	Queenstown Lakes District, Otago	10146079	10142600	210603	{EA00FD14-D04D-4FB9-A0BA-93E642E8E429}	PENINSULA ROAD KELVIN HEIGHTS QUEENSTOWN 9300	Aib-24	Water Supply	TPBS Valves	Valve	2010	01/09/2010	$3,125.92	$3,125.92	$281.69	$3,407.62	Indemnity	$2,228.86
Queenstown Lakes District Council	Queenstown Lakes District, Otago	10146080	10142627	79589	{7AE69CE2-C9B4-45F2-BCC0-7DCB1E4A6C66}	16 LLOYD DUNN AVENUE RD 2 WANAKA 9305	Aib-24	Sewerage	TPBS Valves	Valve	2008	04/11/2008	$1,366.57	$1,366.57	$123.15	$1,489.71	Reinstatement	$1,489.71
Queenstown Lakes District Council	Queenstown Lakes District, Otago	10146081	10142561	3508	{75322284-DBCB-4BEF-9E84-E12969426588}	KAWARAU PLACE FRANKTON QUEENSTOWN 9300	Aib-24	Sewerage	Electrical Equipment	Telemetry	2003	01/01/2003	$46,732.19	$46,732.19	$4,211.29	$50,943.48	Indemnity	$3,937.63
Queenstown Lakes District Council	Queenstown Lakes District, Otago	10146082	10142546	3869	{A1464184-322C-445A-B5CB-E01E4F481370}	3840 ALICE BURN DRIVE RD 3 CROMWELL 9383	Aib-24	Sewerage	Electrical Equipment	Switchboard	2006	01/01/2006	$53,580.52	$53,580.52	$4,828.43	$58,408.95	Indemnity	$7,416.94
Queenstown Lakes District Council	Queenstown Lakes District, Otago	10146083	10142688	272773	{E156B2D6-04BB-4E99-9D4E-4711E3E006C8}	LAKEVIEW TERRACE RD 2 WANAKA 9382	Aib-24	Water Supply	TPBS Valves	Valve	2015	01/10/2015	$7,834.93	$7,834.93	$706.05	$8,540.97	Indemnity	$6,225.36
Queenstown Lakes District Council	Queenstown Lakes District, Otago	10146084	10142543	217281	{945B4DDC-C814-44AB-8A72-EFE1C552066A}	PISA ROAD	Aib-24	Sewerage	TPBS Valves	Valve	2006	01/01/2006	$1,366.57	$1,366.57	$123.15	$1,489.71	Indemnity	$837.75
Queenstown Lakes District Council	Queenstown Lakes District, Otago	10146085	10142597	3257	{E53D3297-9713-4766-9806-99D9683A4DF7}	MANCHESTER PLACE QUEENSTOWN 9300	Aib-24	Water Supply	TPBS Valves	Valve	1989	01/01/1989	$2,929.53	$2,929.53	$264.00	$3,193.53	Indemnity	$1,095.63
Queenstown Lakes District Council	Queenstown Lakes District, Otago	10146086	10142564	206948	{BFBFBB84-D102-4ACA-8418-8B4EB42050A5}	PARK STREET QUEENSTOWN 9300	Aib-24	Sewerage	Miscellaneous	Valve Chamber			$6,338.60	$6,338.60	$571.21	$6,909.80	Indemnity	$2,559.16
Queenstown Lakes District Council	Queenstown Lakes District, Otago	10146087	10142623	202055	{8E0D674A-5C93-471A-B834-A81AE41C2BC2}	DOMAIN ROAD	Aib-24	Sewerage	Electrical Equipment	Switchboard			$170,719.39	$170,719.39	$15,384.45	$186,103.84	Indemnity	$39,386.71
Queenstown Lakes District Council	Queenstown Lakes District, Otago	10146096	10142539	3755	{0B658591-43FC-44ED-BDF7-7AC00D2567EF}	DUNGARVON STREET WANAKA 9305	Aib-24	Sewerage	TPBS Valves	Valve	1974	01/01/1974	$9,376.16	$9,376.16	$844.94	$10,221.09	Reinstatement	$10,221.09
Queenstown Lakes District Council	Queenstown Lakes District, Otago	10146097	10142554	3461	{5DEDF20F-21CC-4219-BFCC-1771FF6DC8FD}	700 MOKE LAKE ROAD BEN LOMOND QUEENSTOWN 9371	Aib-24	Sewerage	TPBS Valves	Valve	2000	01/01/2000	$4,101.35	$4,101.35	$369.59	$4,470.94	Indemnity	$2,174.53
Queenstown Lakes District Council	Queenstown Lakes District, Otago	10146098	10005516	3143	{E74399AA-B667-48B1-8E95-76E3CA7E83DC}	LAKE ESPLANADE QUEENSTOWN 9300	Aib-24	Water Supply	TPBS Valves	Valve	1997	01/01/1997	$2,929.53	$2,929.53	$264.00	$3,193.53	Reinstatement	$3,193.53
Queenstown Lakes District Council	Queenstown Lakes District, Otago	10146099	10142548	216941	{11D272C7-95C7-40F1-AB59-FC7B0216C5DD}	NORFOLK STREET	Aib-24	Sewerage	TPBS Valves	Valve	1994	01/01/1994	$3,906.59	$3,906.59	$352.04	$4,258.64	Indemnity	$1,514.17
Queenstown Lakes District Council	Queenstown Lakes District, Otago	10146100	10142647	241984	{7378C279-7B9E-4108-B4B4-80695774E1E1}	69 NICHOL STREET RD 2 WANAKA 9382	Aib-24	Sewerage	Electrical Equipment	Switchboard	2002	01/01/2002	$82,521.75	$82,521.75	$7,436.48	$89,958.23	reinstatement	$89,958.23
Queenstown Lakes District Council	Queenstown Lakes District, Otago	10146101	10142609	3191	{E418C03F-E51F-4F64-BCDB-3076A1CA7AD1}	#N/A	Aib-24	Water Supply	Electrical Equipment	Switchboard	1991	01/01/1991	$166,199.74	$166,199.74	$14,977.16	$181,176.89	Indemnity	$9,202.55
Queenstown Lakes District Council	Queenstown Lakes District, Otago	10146102	10142627	79571	{7AE69CE2-C9B4-45F2-BCC0-7DCB1E4A6C66}	16 LLOYD DUNN AVENUE RD 2 WANAKA 9305	Aib-24	Sewerage	TPBS Valves	Valve	2008	04/11/2008	$780.66	$780.66	$70.35	$851.01	Reinstatement	$851.01
Queenstown Lakes District Council	Queenstown Lakes District, Otago	10146103	10142544	3859	{86623ECE-9A0E-4F65-8735-C981012814AC}	31 COOPER CRESCENT RD 3 CROMWELL 9383	Aib-24	Sewerage	TPBS Valves	Valve	2006	01/01/2006	$2,148.86	$2,148.86	$193.65	$2,342.51	Indemnity	$1,317.32
Queenstown Lakes District Council	Queenstown Lakes District, Otago	10146104	10142538	3710	{55E5F05B-DB4D-4B72-A89E-18C47BF9A71D}	APARTMENT E/54D SARGOOD DRIVE WANAKA 9305	Aib-24	Sewerage	Fan	Ventilation	1986	01/01/1986	$3,235.48	$3,235.48	$291.57	$3,527.05	Indemnity	$156.76
Queenstown Lakes District Council	Queenstown Lakes District, Otago	10146105	10005515	3093	{81EA6156-D946-49F2-91E7-F71F1D8BDBE5}	PENINSULA ROAD KELVIN HEIGHTS QUEENSTOWN 9300	Aib-24	Water Supply	TPBS Valves	Valve	2001	01/01/2001	$2,929.53	$2,929.53	$264.00	$3,193.53	Reinstatement	$3,193.53
Queenstown Lakes District Council	Queenstown Lakes District, Otago	10146106	10142627	79588	{7AE69CE2-C9B4-45F2-BCC0-7DCB1E4A6C66}	16 LLOYD DUNN AVENUE RD 2 WANAKA 9305	Aib-24	Sewerage	TPBS Valves	Valve	2008	04/11/2008	$391.14	$391.14	$35.25	$426.39	Reinstatement	$426.39
Queenstown Lakes District Council	Queenstown Lakes District, Otago	10146107	10115351	209576	{03F38B5B-C721-447B-AE37-F534A101130D}	LOMOND CRESCENT	Aib-24	Water Supply	TPBS Valves	Valve			$2,148.86	$2,148.86	$193.65	$2,342.51	Reinstatement	$2,342.51
Queenstown Lakes District Council	Queenstown Lakes District, Otago	10146108	10142688	272771	{E156B2D6-04BB-4E99-9D4E-4711E3E006C8}	LAKEVIEW TERRACE RD 2 WANAKA 9382	Aib-24	Water Supply	TPBS Valves	Valve	2015	01/10/2015	$8,592.21	$8,592.21	$774.29	$9,366.50	Indemnity	$6,827.08
Queenstown Lakes District Council	Queenstown Lakes District, Otago	10146109	10142538	3712	{55E5F05B-DB4D-4B72-A89E-18C47BF9A71D}	APARTMENT E/54D SARGOOD DRIVE WANAKA 9305	Aib-24	Sewerage	TPBS Valves	Valve	1986	01/01/1986	$2,148.86	$2,148.86	$193.65	$2,342.51	Indemnity	$589.30
Queenstown Lakes District Council	Queenstown Lakes District, Otago	10146110	10142564	79195	{BFBFBB84-D102-4ACA-8418-8B4EB42050A5}	PARK STREET QUEENSTOWN 9300	Aib-24	Sewerage	Structures	Wet Well Lid			$5,757.42	$5,757.42	$518.83	$6,276.25	Indemnity	$3,905.19
Queenstown Lakes District Council	Queenstown Lakes District, Otago	10146113	10142538	3711	{55E5F05B-DB4D-4B72-A89E-18C47BF9A71D}	APARTMENT E/54D SARGOOD DRIVE WANAKA 9305	Aib-24	Sewerage	TPBS Valves	Valve	1986	01/01/1986	$2,148.86	$2,148.86	$193.65	$2,342.51	Indemnity	$589.30
Queenstown Lakes District Council	Queenstown Lakes District, Otago	10146114	10142627	79525	{7AE69CE2-C9B4-45F2-BCC0-7DCB1E4A6C66}	16 LLOYD DUNN AVENUE RD 2 WANAKA 9305	Aib-24	Sewerage	TPBS Valves	Valve	2008	04/11/2008	$391.14	$391.14	$35.25	$426.39	Reinstatement	$426.39
Queenstown Lakes District Council	Queenstown Lakes District, Otago	10146115	10142545	3775	{6F474EC7-717E-483A-9FC3-D4376815868B}	CHURCH ROAD RD 2 WANAKA 9382	Aib-24	Sewerage	TPBS Valves	Valve	2006	01/01/2006	$977.06	$977.06	$88.05	$1,065.11	Indemnity	$598.97
Queenstown Lakes District Council	Queenstown Lakes District, Otago	10146116	10142608	210978	{EC813BBC-0598-4A04-85B0-910A34B3C69A}	4 SHOTOVER DELTA ROAD LOWER SHOTOVER QUEENSTOWN 9304	Aib-24	Sewerage	TPBS Valves	Valve			$11,718.13	$11,718.13	$1,055.98	$12,774.12	Reinstatement	$12,774.12
Queenstown Lakes District Council	Queenstown Lakes District, Otago	10146117	10142567	3528	{1A6BBC63-F933-4C82-9843-88E125325CB4}	CEDAR DRIVE	Aib-24	Sewerage	TPBS Valves	Valve	1970	01/01/1970	$977.06	$977.06	$88.05	$1,065.11	Indemnity	$282.80
Queenstown Lakes District Council	Queenstown Lakes District, Otago	10146118	10142643	240246	{6772A231-EDB6-427F-A65D-04E54E1F5C40}	14 WANAKA-LUGGATE HIGHWAY RD 2 WANAKA 9382	Aib-24	Water Supply	TPBS Valves	Sample tap or simila	2013	01/06/2013	$210.81	$210.81	$19.00	$229.81	Indemnity	$161.88
Queenstown Lakes District Council	Queenstown Lakes District, Otago	10146119	10005517	3124	{92E161FC-4B0B-4C0F-858E-29A31DE8986E}	GLENORCHY-QUEENSTOWN ROAD CLOSEBURN QUEENSTOWN 9371	Aib-24	Water Supply	TPBS Valves	Valve	2011	01/02/2011	$2,929.53	$2,929.53	$264.00	$3,193.53	Reinstatement	$3,193.53
Queenstown Lakes District Council	Queenstown Lakes District, Otago	10146120	10142584	2990	{BA75368B-EB32-42CE-B5DB-1FEB1B136268}	20 ANDERSON ROAD WANAKA 9305	Aib-24	Water Supply	TPBS Valves	Valve	1989	01/01/1989	$2,929.53	$2,929.53	$264.00	$3,193.53	Indemnity	$1,095.63
Queenstown Lakes District Council	Queenstown Lakes District, Otago	10146121	10142627	79652	{7AE69CE2-C9B4-45F2-BCC0-7DCB1E4A6C66}	16 LLOYD DUNN AVENUE RD 2 WANAKA 9305	Aib-24	Sewerage	Weir Structure	Weir Slide Gate	2008	04/11/2008	$4,935.85	$4,935.85	$444.80	$5,380.64	Reinstatement	$5,380.64
Queenstown Lakes District Council	Queenstown Lakes District, Otago	10146122	10142601	2953	{8B5EA8A0-1142-4E33-8F12-0992C807F3CD}	LAKE ESPLANADE QUEENSTOWN 9300	Aib-24	Water Supply	TPBS Valves	Valve	1998	01/01/1998	$2,929.53	$2,929.53	$264.00	$3,193.53	Indemnity	$1,446.11
Queenstown Lakes District Council	Queenstown Lakes District, Otago	10146123	10005508	226129	{63031EA5-52EB-43AB-B0B8-1BB5B3456BFF}	SHIEL STREET GLENORCHY 9372	Aib-24	Water Supply	TPBS Valves	Valve	1991	01/01/1991	$11,718.13	$11,718.13	$1,055.98	$12,774.12	Reinstatement	$12,774.12
Queenstown Lakes District Council	Queenstown Lakes District, Otago	10146124	10142627	79649	{7AE69CE2-C9B4-45F2-BCC0-7DCB1E4A6C66}	16 LLOYD DUNN AVENUE RD 2 WANAKA 9305	Aib-24	Sewerage	TPBS Valves	Valve	2008	04/11/2008	$11,718.13	$11,718.13	$1,055.98	$12,774.12	Reinstatement	$12,774.12
Queenstown Lakes District Council	Queenstown Lakes District, Otago	10146125	10142627	79543	{7AE69CE2-C9B4-45F2-BCC0-7DCB1E4A6C66}	16 LLOYD DUNN AVENUE RD 2 WANAKA 9305	Aib-24	Sewerage	TPBS Valves	Valve	2008	04/11/2008	$2,929.53	$2,929.53	$264.00	$3,193.53	Reinstatement	$3,193.53
Queenstown Lakes District Council	Queenstown Lakes District, Otago	10146126	10142553	3577	{6032F183-CDD0-4AB4-AC42-817A7DEF3634}	59 ARROWTOWN-LAKE HAYES ROAD RD 1 QUEENSTOWN 9371	Aib-24	Sewerage	TPBS Valves	Valve	2002	01/01/2002	$2,343.63	$2,343.63	$211.20	$2,554.82	Indemnity	$1,345.74
Queenstown Lakes District Council	Queenstown Lakes District, Otago	10146127	10142579	3687	{BF78794E-F65F-438D-993C-3493C766F93C}	100 LAKESIDE ROAD WANAKA 9305	Aib-24	Sewerage	Electrical Equipment	Telemetry	2000	01/01/2000	$50,476.61	$50,476.61	$4,548.72	$55,025.33	Indemnity	$3,762.38
Queenstown Lakes District Council	Queenstown Lakes District, Otago	10146003	10142569	231358	{201B972B-7B33-4F90-B798-F691FB77F6A7}	LAKEVIEW TERRACE RD 2 WANAKA 9382	Aib-24	Sewerage	Structures	Wet Well Lid	2012	01/06/2012	$5,757.42	$5,757.42	$518.83	$6,276.25	Indemnity	$4,674.17
Queenstown Lakes District Council	Queenstown Lakes District, Otago	10146004	10142562	206961	{5AA4AEBA-5A65-4912-B4D5-13268CE0E2CE}	100 RIVERSIDE ROAD FRANKTON QUEENSTOWN 9300	Aib-24	Sewerage	Miscellaneous	Storage Chamber	1996	01/01/1996	$6,775.92	$6,775.92	$610.61	$7,386.53	Reinstatement	$7,386.53
Queenstown Lakes District Council	Queenstown Lakes District, Otago	10146005	10142632	215544	{BE622366-B21E-40B0-B52D-0BD9DAF4CACE}	BROADVIEW RISE	Aib-24	Water Supply	Electrical Equipment	Pressure Transducer	2010	30/11/2010	$1,457.10	$1,457.10	$131.31	$1,588.41	Indemnity	$470.64
Queenstown Lakes District Council	Queenstown Lakes District, Otago	10146089	10142597	3250	{E53D3297-9713-4766-9806-99D9683A4DF7}	MANCHESTER PLACE QUEENSTOWN 9300	Aib-24	Water Supply	TPBS Valves	Valve	1989	01/01/1989	$2,148.86	$2,148.86	$193.65	$2,342.51	Indemnity	$803.66
Queenstown Lakes District Council	Queenstown Lakes District, Otago	10146090	10142564	3644	{BFBFBB84-D102-4ACA-8418-8B4EB42050A5}	PARK STREET QUEENSTOWN 9300	Aib-24	Sewerage	Electrical Equipment	Switchboard	2003	01/01/2003	$153,870.85	$153,870.85	$13,866.13	$167,736.99	Indemnity	$12,965.06
Queenstown Lakes District Council	Queenstown Lakes District, Otago	10146091	10142627	79549	{7AE69CE2-C9B4-45F2-BCC0-7DCB1E4A6C66}	16 LLOYD DUNN AVENUE RD 2 WANAKA 9305	Aib-24	Sewerage	TPBS Valves	Valve	2008	04/11/2008	$2,929.53	$2,929.53	$264.00	$3,193.53	Reinstatement	$3,193.53
Queenstown Lakes District Council	Queenstown Lakes District, Otago	10146092	10142627	79528	{7AE69CE2-C9B4-45F2-BCC0-7DCB1E4A6C66}	16 LLOYD DUNN AVENUE RD 2 WANAKA 9305	Aib-24	Sewerage	TPBS Valves	Valve	2008	04/11/2008	$391.14	$391.14	$35.25	$426.39	Reinstatement	$426.39
Queenstown Lakes District Council	Queenstown Lakes District, Otago	10146129	10142638	210562	{05647476-047E-4AD5-A8D2-AB82711D1032}	HIGHVIEW TCE	Aib-24	Water Supply	TPBS Valves	Valve	2000	01/01/2000	$2,148.86	$2,148.86	$193.65	$2,342.51	Indemnity	$1,139.32
Queenstown Lakes District Council	Queenstown Lakes District, Otago	10146130	10142658	236997	{D458CA5E-B986-47C6-AD40-8359B08B7A97}	13 LAKE AVENUE FRANKTON QUEENSTOWN 9300	Aib-24	Sewerage	Electrical Equipment	Switchboard	2012	08/08/2012	$685,697.29	$685,697.29	$61,791.89	$747,489.17	Reinstatement	$747,489.17
Queenstown Lakes District Council	Queenstown Lakes District, Otago	10146131	10142600	210604	{EA00FD14-D04D-4FB9-A0BA-93E642E8E429}	PENINSULA ROAD KELVIN HEIGHTS QUEENSTOWN 9300	Aib-24	Water Supply	TPBS Valves	Valve	2010	01/09/2010	$8,790.24	$8,790.24	$792.14	$9,582.37	Indemnity	$6,267.66
Queenstown Lakes District Council	Queenstown Lakes District, Otago	10146132	10142627	79593	{7AE69CE2-C9B4-45F2-BCC0-7DCB1E4A6C66}	16 LLOYD DUNN AVENUE RD 2 WANAKA 9305	Aib-24	Sewerage	TPBS Valves	Valve	2008	04/11/2008	$1,366.57	$1,366.57	$123.15	$1,489.71	Reinstatement	$1,489.71
Queenstown Lakes District Council	Queenstown Lakes District, Otago	10146133	10142638	210566	{05647476-047E-4AD5-A8D2-AB82711D1032}	HIGHVIEW TCE	Aib-24	Water Supply	Structures	Surge Tank	2000	01/01/2000	$2,286.05	$2,286.05	$206.01	$2,492.06	Indemnity	$170.40
Queenstown Lakes District Council	Queenstown Lakes District, Otago	10146134	10142557	217246	{D3892861-1F27-4A7F-9D74-390EED74B048}	WIDGEON PLACE LAKE HAYES QUEENSTOWN 9304	Aib-24	Sewerage	TPBS Valves	Valve	2006	01/01/2006	$977.06	$977.06	$88.05	$1,065.11	Indemnity	$625.22
Queenstown Lakes District Council	Queenstown Lakes District, Otago	10146135	10142608	79233	{EC813BBC-0598-4A04-85B0-910A34B3C69A}	4 SHOTOVER DELTA ROAD LOWER SHOTOVER QUEENSTOWN 9304	Aib-24	Sewerage	Electrical Equipment	Telemetry			$50,476.61	$50,476.61	$4,548.72	$55,025.33	Reinstatement	$55,025.33
Queenstown Lakes District Council	Queenstown Lakes District, Otago	10146136	10142596	3053	{67ACA9CD-4BAF-4091-A481-F42CA9112221}	11A PANNERS WAY QUEENSTOWN 9300	Aib-24	Water Supply	TPBS Valves	Valve	1988	01/01/1988	$2,148.86	$2,148.86	$193.65	$2,342.51	Indemnity	$789.80
Queenstown Lakes District Council	Queenstown Lakes District, Otago	10146137	10142608	229452	{EC813BBC-0598-4A04-85B0-910A34B3C69A}	4 SHOTOVER DELTA ROAD LOWER SHOTOVER QUEENSTOWN 9304	Aib-24	Sewerage	TPBS Valves	Valve			$3,906.59	$3,906.59	$352.04	$4,258.64	Reinstatement	$4,258.64
Queenstown Lakes District Council	Queenstown Lakes District, Otago	10146138	10142567	206926	{1A6BBC63-F933-4C82-9843-88E125325CB4}	CEDAR DRIVE	Aib-24	Sewerage	TPBS Valves	Valve			$11,718.13	$11,718.13	$1,055.98	$12,774.12	Indemnity	$405.52
Queenstown Lakes District Council	Queenstown Lakes District, Otago	10146140	10142596	3051	{67ACA9CD-4BAF-4091-A481-F42CA9112221}	11A PANNERS WAY QUEENSTOWN 9300	Aib-24	Water Supply	TPBS Valves	Valve	1988	01/01/1988	$2,343.63	$2,343.63	$211.20	$2,554.82	Indemnity	$861.39
Queenstown Lakes District Council	Queenstown Lakes District, Otago	10146141	10142547	3452	{AEADAC2C-9FD2-4F50-B20B-CCB6EF8C23A7}	1125 MALAGHANS ROAD RD 1 QUEENSTOWN 9371	Aib-24	Sewerage	TPBS Valves	Valve	2004	01/01/2004	$2,929.53	$2,929.53	$264.00	$3,193.53	Indemnity	$1,746.87
Queenstown Lakes District Council	Queenstown Lakes District, Otago	10146143	10142564	3649	{BFBFBB84-D102-4ACA-8418-8B4EB42050A5}	PARK STREET QUEENSTOWN 9300	Aib-24	Sewerage	TPBS Valves	Valve	2003	01/01/2003	$2,148.86	$2,148.86	$193.65	$2,342.51	Indemnity	$1,388.14
Queenstown Lakes District Council	Queenstown Lakes District, Otago	10146145	10142608	229480	{EC813BBC-0598-4A04-85B0-910A34B3C69A}	4 SHOTOVER DELTA ROAD LOWER SHOTOVER QUEENSTOWN 9304	Aib-24	Sewerage	TPBS Valves	Valve			$3,906.59	$3,906.59	$352.04	$4,258.64	Reinstatement	$4,258.64
Queenstown Lakes District Council	Queenstown Lakes District, Otago	10146146	10005503	210742	{0D6C5C1F-C741-4AE3-9003-F1942042F536}	BEACON POINT ROAD WANAKA 9305	Aib-24	Water Supply	TPBS Valves	Valve			$2,929.53	$2,929.53	$264.00	$3,193.53	Reinstatement	$3,193.53
Queenstown Lakes District Council	Queenstown Lakes District, Otago	10146147	10142608	229456	{EC813BBC-0598-4A04-85B0-910A34B3C69A}	4 SHOTOVER DELTA ROAD LOWER SHOTOVER QUEENSTOWN 9304	Aib-24	Sewerage	Electrical Equipment	Temperature Alarm			$1,963.97	$1,963.97	$176.98	$2,140.95	Reinstatement	$2,140.95
Queenstown Lakes District Council	Queenstown Lakes District, Otago	10146148	10142608	229384	{EC813BBC-0598-4A04-85B0-910A34B3C69A}	4 SHOTOVER DELTA ROAD LOWER SHOTOVER QUEENSTOWN 9304	Aib-24	Sewerage	Electrical Equipment	Variable Speed Drive			$55,004.98	$55,004.98	$4,956.80	$59,961.78	Reinstatement	$59,961.78
Queenstown Lakes District Council	Queenstown Lakes District, Otago	10146016	10142658	237009	{D458CA5E-B986-47C6-AD40-8359B08B7A97}	13 LAKE AVENUE FRANKTON QUEENSTOWN 9300	Aib-24	Sewerage	TPBS Valves	Valve	2012	08/08/2012	$8,984.99	$8,984.99	$809.69	$9,794.67	Reinstatement	$9,794.67
Queenstown Lakes District Council	Queenstown Lakes District, Otago	10146094	10005510	211008	{B74C0D24-06EC-4EDC-8E19-B118A11D4AFD}	13 CROWS NEST ROAD ARTHURS POINT QUEENSTOWN 9371	Aib-24	Water Supply	TPBS Valves	Valve			$2,929.53	$2,929.53	$264.00	$3,193.53	Reinstatement	$3,193.53
Queenstown Lakes District Council	Queenstown Lakes District, Otago	10146150	10005516	3139	{E74399AA-B667-48B1-8E95-76E3CA7E83DC}	LAKE ESPLANADE QUEENSTOWN 9300	Aib-24	Water Supply	TPBS Valves	Valve	1997	01/01/1997	$8,790.24	$8,790.24	$792.14	$9,582.37	Reinstatement	$9,582.37
Queenstown Lakes District Council	Queenstown Lakes District, Otago	10146152	10142597	3258	{E53D3297-9713-4766-9806-99D9683A4DF7}	MANCHESTER PLACE QUEENSTOWN 9300	Aib-24	Water Supply	TPBS Valves	Valve	1989	01/01/1989	$4,101.35	$4,101.35	$369.59	$4,470.94	Indemnity	$1,533.88
Queenstown Lakes District Council	Queenstown Lakes District, Otago	10146153	10142542	3786	{5412AA32-82B5-4D9A-ABC9-E74317CD98C7}	HARRIS PLACE LUGGATE WANAKA 9383	Aib-24	Sewerage	TPBS Valves	Valve	2006	01/01/2006	$977.06	$977.06	$88.05	$1,065.11	Indemnity	$598.97
Queenstown Lakes District Council	Queenstown Lakes District, Otago	10146154	10142608	210943	{EC813BBC-0598-4A04-85B0-910A34B3C69A}	4 SHOTOVER DELTA ROAD LOWER SHOTOVER QUEENSTOWN 9304	Aib-24	Sewerage	TPBS Valves	Valve			$11,718.13	$11,718.13	$1,055.98	$12,774.12	Reinstatement	$12,774.12
Queenstown Lakes District Council	Queenstown Lakes District, Otago	10146155	10142596	3050	{67ACA9CD-4BAF-4091-A481-F42CA9112221}	11A PANNERS WAY QUEENSTOWN 9300	Aib-24	Water Supply	TPBS Valves	Valve	1988	01/01/1988	$2,343.63	$2,343.63	$211.20	$2,554.82	Indemnity	$861.39
Queenstown Lakes District Council	Queenstown Lakes District, Otago	10146156	10142549	3429	{9A5BC8CC-0C45-4D57-96DC-3C687931084D}	109 MCDONNELL ROAD ARROWTOWN 9302	Aib-24	Sewerage	TPBS Valves	Valve	1985	01/01/1985	$2,929.53	$2,929.53	$264.00	$3,193.53	Indemnity	$1,023.78
Queenstown Lakes District Council	Queenstown Lakes District, Otago	10146157	10142620	246038	{06781CC6-B1E9-4E63-B20E-69131BD675AB}	GLENORCHY-QUEENSTOWN ROAD CLOSEBURN QUEENSTOWN 9371	Aib-24	Water Supply	Electrical Equipment	UV System	2013	01/10/2013	$7,729.85	$7,729.85	$696.58	$8,426.43	Indemnity	$4,743.73
Queenstown Lakes District Council	Queenstown Lakes District, Otago	10146158	10005508	226137	{63031EA5-52EB-43AB-B0B8-1BB5B3456BFF}	SHIEL STREET GLENORCHY 9372	Aib-24	Water Supply	Electrical Equipment	Pressure Transducer	1991	01/01/1991	$1,963.97	$1,963.97	$176.98	$2,140.95	Reinstatement	$2,140.95
Queenstown Lakes District Council	Queenstown Lakes District, Otago	10146160	10142564	3661	{BFBFBB84-D102-4ACA-8418-8B4EB42050A5}	PARK STREET QUEENSTOWN 9300	Aib-24	Sewerage	TPBS Valves	Valve	1975	01/01/1975	$4,101.35	$4,101.35	$369.59	$4,470.94	Indemnity	$781.80
Queenstown Lakes District Council	Queenstown Lakes District, Otago	10146161	10142627	79547	{7AE69CE2-C9B4-45F2-BCC0-7DCB1E4A6C66}	16 LLOYD DUNN AVENUE RD 2 WANAKA 9305	Aib-24	Sewerage	TPBS Valves	Valve	2008	04/11/2008	$3,125.92	$3,125.92	$281.69	$3,407.62	Reinstatement	$3,407.62
Queenstown Lakes District Council	Queenstown Lakes District, Otago	10146162	10142589	2800	{B307C4EC-CC6E-407E-9D6C-4861428A5998}	MIDDLESEX STREET ARROWTOWN 9302	Aib-24	Water Supply	TPBS Valves	Valve	2004	01/01/2004	$2,929.53	$2,929.53	$264.00	$3,193.53	Indemnity	$1,767.47
Queenstown Lakes District Council	Queenstown Lakes District, Otago	10146163	10142608	229596	{EC813BBC-0598-4A04-85B0-910A34B3C69A}	4 SHOTOVER DELTA ROAD LOWER SHOTOVER QUEENSTOWN 9304	Aib-24	Sewerage	Electrical Equipment	Variable Speed Drive			$55,004.98	$55,004.98	$4,956.80	$59,961.78	Reinstatement	$59,961.78
Queenstown Lakes District Council	Queenstown Lakes District, Otago	10146165	10142608	210899	{EC813BBC-0598-4A04-85B0-910A34B3C69A}	4 SHOTOVER DELTA ROAD LOWER SHOTOVER QUEENSTOWN 9304	Aib-24	Sewerage	TPBS Valves	Valve			$11,718.13	$11,718.13	$1,055.98	$12,774.12	Reinstatement	$12,774.12
Queenstown Lakes District Council	Queenstown Lakes District, Otago	10146166	10142579	79185	{BF78794E-F65F-438D-993C-3493C766F93C}	100 LAKESIDE ROAD WANAKA 9305	Aib-24	Sewerage	Structures	Wet Well Lid			$5,757.42	$5,757.42	$518.83	$6,276.25	Indemnity	$3,744.70
Queenstown Lakes District Council	Queenstown Lakes District, Otago	10146167	10115350	210505	{B7214F29-F8F6-49EE-BF1D-F3E3B5DC9FDF}	MIDDLESEX STREET ARROWTOWN 9302	Aib-24	Water Supply	TPBS Valves	Valve			$8,790.24	$8,790.24	$792.14	$9,582.37	Reinstatement	$9,582.37
Queenstown Lakes District Council	Queenstown Lakes District, Otago	10146168	10142636	210058	{E72E6318-3003-43F2-9F40-D8239F7AA13D}	28 STRAINS ROAD RD 1 QUEENSTOWN 9371	Aib-24	Water Supply	TPBS Valves	Valve	2007	01/01/2007	$977.06	$977.06	$88.05	$1,065.11	Indemnity	$643.08
Queenstown Lakes District Council	Queenstown Lakes District, Otago	10146169	10142563	79242	{CB7B9861-B30B-4228-84FC-359A0F479C52}	MARINE PARADE QUEENSTOWN 9300	Aib-24	Sewerage	Miscellaneous	Valve Chamber	1975	01/01/1975	$6,338.60	$6,338.60	$571.21	$6,909.80	Reinstatement	$6,909.80
Queenstown Lakes District Council	Queenstown Lakes District, Otago	10146170	10142587	233003	{036A3D05-D9AB-460F-9DE6-565470B8F619}	GLENORCHY-QUEENSTOWN ROAD CLOSEBURN QUEENSTOWN 9371	Aib-24	Water Supply	TPBS Valves	Valve	1989	01/01/1989	$11,718.13	$11,718.13	$1,055.98	$12,774.12	Indemnity	$4,382.50
Queenstown Lakes District Council	Queenstown Lakes District, Otago	10146171	10142631	210079	{AF6301FF-6B9D-4DB1-B65E-270D91236E4D}	215 TUCKER BEACH ROAD RD 1 QUEENSTOWN 9371	Aib-24	Sewerage	Miscellaneous	Valve Chamber	2010	01/05/2010	$6,338.60	$6,338.60	$571.21	$6,909.80	Indemnity	$5,118.33
Queenstown Lakes District Council	Queenstown Lakes District, Otago	10146172	10142688	272757	{E156B2D6-04BB-4E99-9D4E-4711E3E006C8}	LAKEVIEW TERRACE RD 2 WANAKA 9382	Aib-24	Water Supply	TPBS Valves	Valve	2015	01/10/2015	$5,531.67	$5,531.67	$498.49	$6,030.16	Indemnity	$4,395.28
Queenstown Lakes District Council	Queenstown Lakes District, Otago	10146173	10142538	79177	{55E5F05B-DB4D-4B72-A89E-18C47BF9A71D}	APARTMENT E/54D SARGOOD DRIVE WANAKA 9305	Aib-24	Sewerage	Structures	Wet Well Lid			$5,757.42	$5,757.42	$518.83	$6,276.25	Indemnity	$2,674.79
Queenstown Lakes District Council	Queenstown Lakes District, Otago	10146174	10142575	79206	{7626DB93-6980-4CE5-AE08-3E6D0CBEE828}	76 ALISON AVENUE ALBERT TOWN WANAKA 9305	Aib-24	Sewerage	Structures	Wet Well Lid			$5,757.42	$5,757.42	$518.83	$6,276.25	Indemnity	$2,940.20
Queenstown Lakes District Council	Queenstown Lakes District, Otago	10146175	10005504	3165	{D45D83B1-FE65-41B2-9D42-BB08E80F3FA6}	ANDERSON ROAD WANAKA 9305	Aib-24	Water Supply	TPBS Valves	Valve	2003	01/01/2003	$4,101.35	$4,101.35	$369.59	$4,470.94	Reinstatement	$4,470.94
Queenstown Lakes District Council	Queenstown Lakes District, Otago	10146176	10142641	221384	{F64CD052-0457-4E83-935B-E5DF01601346}	1128 WANAKA-MOUNT ASPIRING ROAD GLENDHU BAY WANAKA 9382	Aib-24	Water Supply	TPBS Valves	Valve	2010	29/11/2010	$11,718.13	$11,718.13	$1,055.98	$12,774.12	Indemnity	$8,355.32
Queenstown Lakes District Council	Queenstown Lakes District, Otago	10146177	10142582	3039	{477EA4C2-25BA-4D6A-BEC9-539B3FCAF720}	BEACON POINT ROAD WANAKA 9305	Aib-24	Water Supply	TPBS Valves	Valve	2003	01/01/2003	$11,718.13	$11,718.13	$1,055.98	$12,774.12	Reinstatement	$12,774.12
Queenstown Lakes District Council	Queenstown Lakes District, Otago	10146178	10142608	231175	{EC813BBC-0598-4A04-85B0-910A34B3C69A}	4 SHOTOVER DELTA ROAD LOWER SHOTOVER QUEENSTOWN 9304	Aib-24	Sewerage	Miscellaneous	Trailer			$26,703.15	$26,703.15	$2,406.36	$29,109.51	Reinstatement	$29,109.51
Queenstown Lakes District Council	Queenstown Lakes District, Otago	10146179	10142608	229481	{EC813BBC-0598-4A04-85B0-910A34B3C69A}	4 SHOTOVER DELTA ROAD LOWER SHOTOVER QUEENSTOWN 9304	Aib-24	Sewerage	TPBS Valves	Valve			$3,906.59	$3,906.59	$352.04	$4,258.64	Reinstatement	$4,258.64
Queenstown Lakes District Council	Queenstown Lakes District, Otago	10146180	10142608	229401	{EC813BBC-0598-4A04-85B0-910A34B3C69A}	4 SHOTOVER DELTA ROAD LOWER SHOTOVER QUEENSTOWN 9304	Aib-24	Sewerage	TPBS Valves	Valve			$3,906.59	$3,906.59	$352.04	$4,258.64	Reinstatement	$4,258.64
Queenstown Lakes District Council	Queenstown Lakes District, Otago	10146181	10142600	2846	{EA00FD14-D04D-4FB9-A0BA-93E642E8E429}	PENINSULA ROAD KELVIN HEIGHTS QUEENSTOWN 9300	Aib-24	Water Supply	Fan	Ventilation	2009	01/11/2009	$3,235.48	$3,235.48	$291.57	$3,527.05	Indemnity	$1,254.05
Queenstown Lakes District Council	Queenstown Lakes District, Otago	10146182	10142639	211048	{AF4FF693-BC8F-4063-A66B-BEF6C5395D18}	WAN-LUGG HWY	Aib-24	Sewerage	Structures	Wet Well Lid	2005	01/09/2005	$5,837.82	$5,837.82	$526.08	$6,363.90	Indemnity	$4,204.34
Queenstown Lakes District Council	Queenstown Lakes District, Otago	10146184	10142608	229575	{EC813BBC-0598-4A04-85B0-910A34B3C69A}	4 SHOTOVER DELTA ROAD LOWER SHOTOVER QUEENSTOWN 9304	Aib-24	Sewerage	TPBS Valves	Valve			$3,906.59	$3,906.59	$352.04	$4,258.64	Reinstatement	$4,258.64
Queenstown Lakes District Council	Queenstown Lakes District, Otago	10146185	10142626	216864	{FE08E59C-05A5-4DFE-AC48-E6BED98B0C33}	ALBERTOWN	Aib-24	Sewerage	Fan	Ventilation	2008	04/11/2008	$3,235.48	$3,235.48	$291.57	$3,527.05	Indemnity	$348.35
Queenstown Lakes District Council	Queenstown Lakes District, Otago	10146187	10142594	2922	{E616D674-93A2-4D96-B069-CD60323E1486}	GLENDA DRIVE	Aib-24	Water Supply	TPBS Valves	Valve	1999	01/01/1999	$2,148.86	$2,148.86	$193.65	$2,342.51	Indemnity	$1,100.04
Queenstown Lakes District Council	Queenstown Lakes District, Otago	10146188	10142627	79653	{7AE69CE2-C9B4-45F2-BCC0-7DCB1E4A6C66}	16 LLOYD DUNN AVENUE RD 2 WANAKA 9305	Aib-24	Sewerage	Weir Structure	Weir Slide Gate	2008	04/11/2008	$4,935.85	$4,935.85	$444.80	$5,380.64	Reinstatement	$5,380.64
Queenstown Lakes District Council	Queenstown Lakes District, Otago	10146190	10142620	209820	{06781CC6-B1E9-4E63-B20E-69131BD675AB}	GLENORCHY-QUEENSTOWN ROAD CLOSEBURN QUEENSTOWN 9371	Aib-24	Water Supply	TPBS Valves	Valve			$391.14	$391.14	$35.25	$426.39	Indemnity	$15.16
Queenstown Lakes District Council	Queenstown Lakes District, Otago	10146191	10142658	237020	{D458CA5E-B986-47C6-AD40-8359B08B7A97}	13 LAKE AVENUE FRANKTON QUEENSTOWN 9300	Aib-24	Sewerage	Weir Structure	Weir Slide Gate	2012	08/08/2012	$4,935.85	$4,935.85	$444.80	$5,380.64	Reinstatement	$5,380.64
Queenstown Lakes District Council	Queenstown Lakes District, Otago	10146192	10143002	3406	{465BBA9D-A72B-4141-95A1-6042907D1F05}	224 MCDONNELL ROAD RD 1 QUEENSTOWN 9371	Aib-24	Sewerage	TPBS Valves	Valve	2005	01/01/2005	$11,718.13	$11,718.13	$1,055.98	$12,774.12	Indemnity	$7,039.89
Queenstown Lakes District Council	Queenstown Lakes District, Otago	10146193	10142595	2941	{C34329D2-030B-4A6A-AC91-5DC53195E362}	MARINA DRIVER	Aib-24	Water Supply	TPBS Valves	Valve	2003	01/01/2003	$2,148.86	$2,148.86	$193.65	$2,342.51	Indemnity	$1,257.18
Queenstown Lakes District Council	Queenstown Lakes District, Otago	10146194	10142627	79656	{7AE69CE2-C9B4-45F2-BCC0-7DCB1E4A6C66}	16 LLOYD DUNN AVENUE RD 2 WANAKA 9305	Aib-24	Sewerage	Weir Structure	Weir Slide Gate	2008	04/11/2008	$4,935.85	$4,935.85	$444.80	$5,380.64	Reinstatement	$5,380.64
Queenstown Lakes District Council	Queenstown Lakes District, Otago	10146196	10142627	79624	{7AE69CE2-C9B4-45F2-BCC0-7DCB1E4A6C66}	16 LLOYD DUNN AVENUE RD 2 WANAKA 9305	Aib-24	Sewerage	TPBS Valves	Valve	2008	04/11/2008	$1,366.57	$1,366.57	$123.15	$1,489.71	Reinstatement	$1,489.71
Queenstown Lakes District Council	Queenstown Lakes District, Otago	10146197	10142584	2995	{BA75368B-EB32-42CE-B5DB-1FEB1B136268}	20 ANDERSON ROAD WANAKA 9305	Aib-24	Water Supply	TPBS Valves	Valve	1989	01/01/1989	$2,929.53	$2,929.53	$264.00	$3,193.53	Indemnity	$1,095.63
Queenstown Lakes District Council	Queenstown Lakes District, Otago	10146198	10142555	4231	{2DFD307F-1398-4BAD-B18C-CAA015831C1E}	LAKE HAYES-ARROW JUNCTION HIGHWAY RD 1 QUEENSTOWN 9371	Aib-24	Sewerage	Miscellaneous	Valve Chamber	2002	01/01/2002	$6,338.60	$6,338.60	$571.21	$6,909.80	Indemnity	$4,533.38
Queenstown Lakes District Council	Queenstown Lakes District, Otago	10146202	10005515	3095	{81EA6156-D946-49F2-91E7-F71F1D8BDBE5}	PENINSULA ROAD KELVIN HEIGHTS QUEENSTOWN 9300	Aib-24	Water Supply	TPBS Valves	Valve	2001	01/01/2001	$2,929.53	$2,929.53	$264.00	$3,193.53	Reinstatement	$3,193.53
Queenstown Lakes District Council	Queenstown Lakes District, Otago	10146203	10142578	3949	{3C541161-7455-419E-B974-57D00C3989DC}	EELY POINT ROAD WANAKA 9305	Aib-24	Sewerage	Structures	Well	2000	01/01/2000	$24,410.00	$24,410.00	$2,199.72	$26,609.72	Indemnity	$15,876.58
Queenstown Lakes District Council	Queenstown Lakes District, Otago	10146204	10142627	79609	{7AE69CE2-C9B4-45F2-BCC0-7DCB1E4A6C66}	16 LLOYD DUNN AVENUE RD 2 WANAKA 9305	Aib-24	Sewerage	TPBS Valves	Valve	2008	04/11/2008	$3,125.92	$3,125.92	$281.69	$3,407.62	Reinstatement	$3,407.62
Queenstown Lakes District Council	Queenstown Lakes District, Otago	10146205	10142580	79170	{CBD06528-72E0-4678-BC4A-93B207D1B10E}	163 ARDMORE STREET WANAKA 9305	Aib-24	Sewerage	Fan	Ventilation			$3,235.48	$3,235.48	$291.57	$3,527.05	Reinstatement	$3,527.05
Queenstown Lakes District Council	Queenstown Lakes District, Otago	10146207	10142608	229458	{EC813BBC-0598-4A04-85B0-910A34B3C69A}	4 SHOTOVER DELTA ROAD LOWER SHOTOVER QUEENSTOWN 9304	Aib-24	Sewerage	Electrical Equipment	Temperature Switch			$1,963.97	$1,963.97	$176.98	$2,140.95	Reinstatement	$2,140.95
Queenstown Lakes District Council	Queenstown Lakes District, Otago	10146208	10142608	3882	{EC813BBC-0598-4A04-85B0-910A34B3C69A}	4 SHOTOVER DELTA ROAD LOWER SHOTOVER QUEENSTOWN 9304	Aib-24	Sewerage	Electrical Equipment	Switchboard	1995	01/01/1995	$166,199.74	$166,199.74	$14,977.16	$181,176.89	Reinstatement	$181,176.89
Queenstown Lakes District Council	Queenstown Lakes District, Otago	10146209	10142540	3727	{C8B1DF84-FB15-494B-84FD-6DEC465E0DF0}	26 GORDON ROAD WANAKA 9305	Aib-24	Sewerage	TPBS Valves	Valve	1985	01/01/1985	$2,148.86	$2,148.86	$193.65	$2,342.51	Indemnity	$750.96
Queenstown Lakes District Council	Queenstown Lakes District, Otago	10146210	10142634	237110	{3F54E71F-EAD9-4A6F-B04D-907BB9BDE28F}	28 STRAINS ROAD RD 1 QUEENSTOWN 9371	Aib-24	Sewerage	TPBS Valves	Valve	2007	01/01/2007	$2,929.53	$2,929.53	$264.00	$3,193.53	Indemnity	$1,928.15
Queenstown Lakes District Council	Queenstown Lakes District, Otago	10146211	10142568	3682	{8523046E-B0EC-4155-A27B-D667AE130C1B}	GLENORCHY-QUEENSTOWN ROAD CLOSEBURN QUEENSTOWN 9371	Aib-24	Sewerage	TPBS Valves	Valve	2004	01/01/2004	$2,148.86	$2,148.86	$193.65	$2,342.51	Indemnity	$1,296.47
Queenstown Lakes District Council	Queenstown Lakes District, Otago	10146212	10142627	79590	{7AE69CE2-C9B4-45F2-BCC0-7DCB1E4A6C66}	16 LLOYD DUNN AVENUE RD 2 WANAKA 9305	Aib-24	Sewerage	TPBS Valves	Valve	2008	04/11/2008	$1,366.57	$1,366.57	$123.15	$1,489.71	Reinstatement	$1,489.71
Queenstown Lakes District Council	Queenstown Lakes District, Otago	10146214	10142608	229460	{EC813BBC-0598-4A04-85B0-910A34B3C69A}	4 SHOTOVER DELTA ROAD LOWER SHOTOVER QUEENSTOWN 9304	Aib-24	Sewerage	Electrical Equipment	Temperature Element			$1,963.97	$1,963.97	$176.98	$2,140.95	Reinstatement	$2,140.95
Queenstown Lakes District Council	Queenstown Lakes District, Otago	10146216	10142627	79663	{7AE69CE2-C9B4-45F2-BCC0-7DCB1E4A6C66}	16 LLOYD DUNN AVENUE RD 2 WANAKA 9305	Aib-24	Sewerage	Electrical Equipment	Variable Speed Drive	2008	04/11/2008	$17,502.55	$17,502.55	$1,577.25	$19,079.80	Reinstatement	$19,079.80
Queenstown Lakes District Council	Queenstown Lakes District, Otago	10146217	10142627	79553	{7AE69CE2-C9B4-45F2-BCC0-7DCB1E4A6C66}	16 LLOYD DUNN AVENUE RD 2 WANAKA 9305	Aib-24	Sewerage	TPBS Valves	Valve	2008	04/11/2008	$11,718.13	$11,718.13	$1,055.98	$12,774.12	Reinstatement	$12,774.12
Queenstown Lakes District Council	Queenstown Lakes District, Otago	10146218	10142595	2935	{C34329D2-030B-4A6A-AC91-5DC53195E362}	MARINA DRIVER	Aib-24	Water Supply	Electrical Equipment	Switchboard	2003	01/01/2003	$11,718.05	$11,718.05	$1,055.98	$12,774.03	Indemnity	$987.36
Queenstown Lakes District Council	Queenstown Lakes District, Otago	10146219	10142587	79885	{036A3D05-D9AB-460F-9DE6-565470B8F619}	GLENORCHY-QUEENSTOWN ROAD CLOSEBURN QUEENSTOWN 9371	Aib-24	Water Supply	Structures	Wet Well Lid			$5,757.42	$5,757.42	$518.83	$6,276.25	Indemnity	$3,387.15
Queenstown Lakes District Council	Queenstown Lakes District, Otago	10146222	10142658	236995	{D458CA5E-B986-47C6-AD40-8359B08B7A97}	13 LAKE AVENUE FRANKTON QUEENSTOWN 9300	Aib-24	Sewerage	Electrical Equipment	Switchboard	2012	08/08/2012	$685,697.29	$685,697.29	$61,791.89	$747,489.17	Reinstatement	$747,489.17
Queenstown Lakes District Council	Queenstown Lakes District, Otago	10146223	10142576	216853	{DED59DCD-261A-4581-BEAA-12D52DDA3AD6}	KINGSTON STREET	Aib-24	Sewerage	Fan	Ventilation	1989	01/01/1989	$3,235.48	$3,235.48	$291.57	$3,527.05	Indemnity	$169.47
Queenstown Lakes District Council	Queenstown Lakes District, Otago	10146224	10142632	215545	{BE622366-B21E-40B0-B52D-0BD9DAF4CACE}	BROADVIEW RISE	Aib-24	Water Supply	Electrical Equipment	Pressure Transducer	2010	30/11/2010	$1,457.10	$1,457.10	$131.31	$1,588.41	Indemnity	$470.64
Queenstown Lakes District Council	Queenstown Lakes District, Otago	10146225	10142609	209653	{E418C03F-E51F-4F64-BCDB-3076A1CA7AD1}	#N/A	Aib-24	Water Supply	TPBS Valves	Valve			$11,718.13	$11,718.13	$1,055.98	$12,774.12	Indemnity	$2,433.14
Queenstown Lakes District Council	Queenstown Lakes District, Otago	10146226	10142545	3995	{6F474EC7-717E-483A-9FC3-D4376815868B}	CHURCH ROAD RD 2 WANAKA 9382	Aib-24	Sewerage	Miscellaneous	Valve Chamber	2006	01/01/2006	$6,338.60	$6,338.60	$571.21	$6,909.80	Indemnity	$4,667.92
Queenstown Lakes District Council	Queenstown Lakes District, Otago	10146227	10142582	210596	{477EA4C2-25BA-4D6A-BEC9-539B3FCAF720}	BEACON POINT ROAD WANAKA 9305	Aib-24	Water Supply	TPBS Valves	Valve			$2,929.53	$2,929.53	$264.00	$3,193.53	Reinstatement	$3,193.53
Queenstown Lakes District Council	Queenstown Lakes District, Otago	10147388	10142568	207007	{8523046E-B0EC-4155-A27B-D667AE130C1B}	GLENORCHY-QUEENSTOWN ROAD CLOSEBURN QUEENSTOWN 9371	Aib-24	Sewerage	Miscellaneous	Pump Chamber	2009	01/08/2009	$57,936.01	$57,936.01	$5,220.93	$63,156.94	Indemnity	$44,759.47
Queenstown Lakes District Council	Queenstown Lakes District, Otago	10147389	10142577	245953	{9936C7C0-C45B-4D68-A288-0AB32482126A}	LAKESIDE ROAD	Aib-24	Sewerage	Structures	Wet Well Lid	2014	16/01/2014	$5,757.42	$5,757.42	$518.83	$6,276.25	Indemnity	$4,781.87
Queenstown Lakes District Council	Queenstown Lakes District, Otago	10147390	10142621	79271	{3FA57A6E-A114-45D3-9D90-DD589BD3AA1C}	MIDDELTON ROAD	Aib-24	Water Supply	Electrical Equipment	Pressure Gauge			$903.13	$903.13	$81.39	$984.52	Indemnity	$125.02
Queenstown Lakes District Council	Queenstown Lakes District, Otago	10147391	10142621	79272	{3FA57A6E-A114-45D3-9D90-DD589BD3AA1C}	MIDDELTON ROAD	Aib-24	Water Supply	Electrical Equipment	Pressure Gauge			$903.13	$903.13	$81.39	$984.52	Indemnity	$125.02
Queenstown Lakes District Council	Queenstown Lakes District, Otago	10147392	10142621	209567	{3FA57A6E-A114-45D3-9D90-DD589BD3AA1C}	MIDDELTON ROAD	Aib-24	Water Supply	Electrical Equipment	Pressure Gauge			$903.13	$903.13	$81.39	$984.52	Indemnity	$125.02
Queenstown Lakes District Council	Queenstown Lakes District, Otago	10147393	10142599	209571	{1D623E50-891D-4DB8-9B6F-7232B4415B25}	LOMOND CRESCENT	Aib-24	Water Supply	TPBS Valves	Valve			$2,148.86	$2,148.86	$193.65	$2,342.51	Indemnity	$842.80
Queenstown Lakes District Council	Queenstown Lakes District, Otago	10147394	10142599	209570	{1D623E50-891D-4DB8-9B6F-7232B4415B25}	LOMOND CRESCENT	Aib-24	Water Supply	TPBS Valves	Valve			$2,148.86	$2,148.86	$193.65	$2,342.51	Indemnity	$842.80
Queenstown Lakes District Council	Queenstown Lakes District, Otago	10146980	10142560	210277	{651DED27-2CF7-4E8C-9EBE-4D1D6ADF66AA}	WILLOW PLACE	Aib-24	Sewerage	Pumps	Pump	2010	01/02/2010	$0.00	$0.00	$0.00	$0.00	Indemnity	$0.00
Queenstown Lakes District Council	Queenstown Lakes District, Otago	10147395	10142599	209573	{1D623E50-891D-4DB8-9B6F-7232B4415B25}	LOMOND CRESCENT	Aib-24	Water Supply	Electrical Equipment	Level Control			$44,305.11	$44,305.11	$3,992.57	$48,297.68	Indemnity	$3,180.07
Queenstown Lakes District Council	Queenstown Lakes District, Otago	10147396	10142608	209602	{EC813BBC-0598-4A04-85B0-910A34B3C69A}	4 SHOTOVER DELTA ROAD LOWER SHOTOVER QUEENSTOWN 9304	Aib-24	Sewerage	Aeration Unit	Aerator	1998	01/01/1998	$53,481.51	$53,481.51	$4,819.51	$58,301.02	Reinstatement	$58,301.02
Queenstown Lakes District Council	Queenstown Lakes District, Otago	10147397	10142608	209615	{EC813BBC-0598-4A04-85B0-910A34B3C69A}	4 SHOTOVER DELTA ROAD LOWER SHOTOVER QUEENSTOWN 9304	Aib-24	Sewerage	Aeration Unit	Aerator	1998	01/01/1998	$53,481.51	$53,481.51	$4,819.51	$58,301.02	Reinstatement	$58,301.02
Queenstown Lakes District Council	Queenstown Lakes District, Otago	10147398	10142608	209616	{EC813BBC-0598-4A04-85B0-910A34B3C69A}	4 SHOTOVER DELTA ROAD LOWER SHOTOVER QUEENSTOWN 9304	Aib-24	Sewerage	Aeration Unit	Aerator	1998	01/01/1998	$53,481.51	$53,481.51	$4,819.51	$58,301.02	Reinstatement	$58,301.02
Queenstown Lakes District Council	Queenstown Lakes District, Otago	10147399	10142608	209607	{EC813BBC-0598-4A04-85B0-910A34B3C69A}	4 SHOTOVER DELTA ROAD LOWER SHOTOVER QUEENSTOWN 9304	Aib-24	Sewerage	Aeration Unit	Aerator	1998	01/01/1998	$53,481.51	$53,481.51	$4,819.51	$58,301.02	Reinstatement	$58,301.02
Queenstown Lakes District Council	Queenstown Lakes District, Otago	10147400	10142608	209610	{EC813BBC-0598-4A04-85B0-910A34B3C69A}	4 SHOTOVER DELTA ROAD LOWER SHOTOVER QUEENSTOWN 9304	Aib-24	Sewerage	Aeration Unit	Aerator	1998	01/01/1998	$53,481.51	$53,481.51	$4,819.51	$58,301.02	Reinstatement	$58,301.02
Queenstown Lakes District Council	Queenstown Lakes District, Otago	10147401	10142608	209604	{EC813BBC-0598-4A04-85B0-910A34B3C69A}	4 SHOTOVER DELTA ROAD LOWER SHOTOVER QUEENSTOWN 9304	Aib-24	Sewerage	Aeration Unit	Aerator	1998	01/01/1998	$53,481.51	$53,481.51	$4,819.51	$58,301.02	Reinstatement	$58,301.02
Queenstown Lakes District Council	Queenstown Lakes District, Otago	10147402	10142608	209619	{EC813BBC-0598-4A04-85B0-910A34B3C69A}	4 SHOTOVER DELTA ROAD LOWER SHOTOVER QUEENSTOWN 9304	Aib-24	Sewerage	Aeration Unit	Aerator	1998	01/01/1998	$53,481.51	$53,481.51	$4,819.51	$58,301.02	Reinstatement	$58,301.02
Queenstown Lakes District Council	Queenstown Lakes District, Otago	10147403	10142608	209606	{EC813BBC-0598-4A04-85B0-910A34B3C69A}	4 SHOTOVER DELTA ROAD LOWER SHOTOVER QUEENSTOWN 9304	Aib-24	Sewerage	Aeration Unit	Aerator	1998	01/01/1998	$53,481.51	$53,481.51	$4,819.51	$58,301.02	Reinstatement	$58,301.02
Queenstown Lakes District Council	Queenstown Lakes District, Otago	10147404	10142608	209599	{EC813BBC-0598-4A04-85B0-910A34B3C69A}	4 SHOTOVER DELTA ROAD LOWER SHOTOVER QUEENSTOWN 9304	Aib-24	Sewerage	Aeration Unit	Aerator	2010	01/01/2010	$53,481.51	$53,481.51	$4,819.51	$58,301.02	Reinstatement	$58,301.02
Queenstown Lakes District Council	Queenstown Lakes District, Otago	10147405	10142608	209620	{EC813BBC-0598-4A04-85B0-910A34B3C69A}	4 SHOTOVER DELTA ROAD LOWER SHOTOVER QUEENSTOWN 9304	Aib-24	Sewerage	Aeration Unit	Aerator	1998	01/01/1998	$53,481.51	$53,481.51	$4,819.51	$58,301.02	Reinstatement	$58,301.02
Queenstown Lakes District Council	Queenstown Lakes District, Otago	10147406	10142608	209605	{EC813BBC-0598-4A04-85B0-910A34B3C69A}	4 SHOTOVER DELTA ROAD LOWER SHOTOVER QUEENSTOWN 9304	Aib-24	Sewerage	Aeration Unit	Aerator	1998	01/01/1998	$53,481.51	$53,481.51	$4,819.51	$58,301.02	Reinstatement	$58,301.02
Queenstown Lakes District Council	Queenstown Lakes District, Otago	10147407	10142608	209618	{EC813BBC-0598-4A04-85B0-910A34B3C69A}	4 SHOTOVER DELTA ROAD LOWER SHOTOVER QUEENSTOWN 9304	Aib-24	Sewerage	Aeration Unit	Aerator	1998	01/01/1998	$53,481.51	$53,481.51	$4,819.51	$58,301.02	Reinstatement	$58,301.02
Queenstown Lakes District Council	Queenstown Lakes District, Otago	10147408	10142608	209603	{EC813BBC-0598-4A04-85B0-910A34B3C69A}	4 SHOTOVER DELTA ROAD LOWER SHOTOVER QUEENSTOWN 9304	Aib-24	Sewerage	Aeration Unit	Aerator	1998	01/01/1998	$53,481.51	$53,481.51	$4,819.51	$58,301.02	Reinstatement	$58,301.02
Queenstown Lakes District Council	Queenstown Lakes District, Otago	10147409	10142608	3929	{EC813BBC-0598-4A04-85B0-910A34B3C69A}	4 SHOTOVER DELTA ROAD LOWER SHOTOVER QUEENSTOWN 9304	Aib-24	Sewerage	Aeration Unit	Aerator	2010	01/01/2010	$53,481.51	$53,481.51	$4,819.51	$58,301.02	Reinstatement	$58,301.02
Queenstown Lakes District Council	Queenstown Lakes District, Otago	10147410	10142608	209612	{EC813BBC-0598-4A04-85B0-910A34B3C69A}	4 SHOTOVER DELTA ROAD LOWER SHOTOVER QUEENSTOWN 9304	Aib-24	Sewerage	Aeration Unit	Aerator	1998	01/01/1998	$53,481.51	$53,481.51	$4,819.51	$58,301.02	Reinstatement	$58,301.02
Queenstown Lakes District Council	Queenstown Lakes District, Otago	10147411	10142608	3931	{EC813BBC-0598-4A04-85B0-910A34B3C69A}	4 SHOTOVER DELTA ROAD LOWER SHOTOVER QUEENSTOWN 9304	Aib-24	Sewerage	Aeration Unit	Aerator	1998	01/01/1998	$53,481.51	$53,481.51	$4,819.51	$58,301.02	Reinstatement	$58,301.02
Queenstown Lakes District Council	Queenstown Lakes District, Otago	10146998	10142560	210276	{651DED27-2CF7-4E8C-9EBE-4D1D6ADF66AA}	WILLOW PLACE	Aib-24	Sewerage	Pumps	Pump	2010	01/02/2010	$0.00	$0.00	$0.00	$0.00	Indemnity	$0.00
Queenstown Lakes District Council	Queenstown Lakes District, Otago	10147412	10142608	209621	{EC813BBC-0598-4A04-85B0-910A34B3C69A}	4 SHOTOVER DELTA ROAD LOWER SHOTOVER QUEENSTOWN 9304	Aib-24	Sewerage	Aeration Unit	Aerator	1998	01/01/1998	$53,481.51	$53,481.51	$4,819.51	$58,301.02	Reinstatement	$58,301.02
Queenstown Lakes District Council	Queenstown Lakes District, Otago	10147413	10142608	209601	{EC813BBC-0598-4A04-85B0-910A34B3C69A}	4 SHOTOVER DELTA ROAD LOWER SHOTOVER QUEENSTOWN 9304	Aib-24	Sewerage	Aeration Unit	Aerator	1998	01/01/1998	$53,481.51	$53,481.51	$4,819.51	$58,301.02	Reinstatement	$58,301.02
Queenstown Lakes District Council	Queenstown Lakes District, Otago	10147414	10142608	209617	{EC813BBC-0598-4A04-85B0-910A34B3C69A}	4 SHOTOVER DELTA ROAD LOWER SHOTOVER QUEENSTOWN 9304	Aib-24	Sewerage	Aeration Unit	Aerator	1998	01/01/1998	$53,481.51	$53,481.51	$4,819.51	$58,301.02	Reinstatement	$58,301.02
Queenstown Lakes District Council	Queenstown Lakes District, Otago	10147415	10142608	209609	{EC813BBC-0598-4A04-85B0-910A34B3C69A}	4 SHOTOVER DELTA ROAD LOWER SHOTOVER QUEENSTOWN 9304	Aib-24	Sewerage	Aeration Unit	Aerator	1998	01/01/1998	$53,481.51	$53,481.51	$4,819.51	$58,301.02	Reinstatement	$58,301.02
Queenstown Lakes District Council	Queenstown Lakes District, Otago	10147416	10142608	209611	{EC813BBC-0598-4A04-85B0-910A34B3C69A}	4 SHOTOVER DELTA ROAD LOWER SHOTOVER QUEENSTOWN 9304	Aib-24	Sewerage	Aeration Unit	Aerator	1998	01/01/1998	$53,481.51	$53,481.51	$4,819.51	$58,301.02	Reinstatement	$58,301.02
Queenstown Lakes District Council	Queenstown Lakes District, Otago	10147417	10142608	209608	{EC813BBC-0598-4A04-85B0-910A34B3C69A}	4 SHOTOVER DELTA ROAD LOWER SHOTOVER QUEENSTOWN 9304	Aib-24	Sewerage	Aeration Unit	Aerator	1998	01/01/1998	$53,481.51	$53,481.51	$4,819.51	$58,301.02	Reinstatement	$58,301.02
Queenstown Lakes District Council	Queenstown Lakes District, Otago	10147418	10142608	209614	{EC813BBC-0598-4A04-85B0-910A34B3C69A}	4 SHOTOVER DELTA ROAD LOWER SHOTOVER QUEENSTOWN 9304	Aib-24	Sewerage	Aeration Unit	Aerator	1998	01/01/1998	$53,481.51	$53,481.51	$4,819.51	$58,301.02	Reinstatement	$58,301.02
Queenstown Lakes District Council	Queenstown Lakes District, Otago	10147419	10142608	209600	{EC813BBC-0598-4A04-85B0-910A34B3C69A}	4 SHOTOVER DELTA ROAD LOWER SHOTOVER QUEENSTOWN 9304	Aib-24	Sewerage	Aeration Unit	Aerator	1998	01/01/1998	$53,481.51	$53,481.51	$4,819.51	$58,301.02	Reinstatement	$58,301.02
Queenstown Lakes District Council	Queenstown Lakes District, Otago	10147420	10142608	209613	{EC813BBC-0598-4A04-85B0-910A34B3C69A}	4 SHOTOVER DELTA ROAD LOWER SHOTOVER QUEENSTOWN 9304	Aib-24	Sewerage	Aeration Unit	Aerator	1998	01/01/1998	$53,481.51	$53,481.51	$4,819.51	$58,301.02	Reinstatement	$58,301.02
Queenstown Lakes District Council	Queenstown Lakes District, Otago	10147421	10142603	217480	{EC46EEB1-EF9F-48C0-95C7-4CA024BE0281}	GLENORCHY-QUEENSTOWN ROAD CLOSEBURN QUEENSTOWN 9371	Aib-24	Water Supply	Electrical Equipment	Flow Switch			$1,684.39	$1,684.39	$151.79	$1,836.18	Reinstatement	$1,836.18
Queenstown Lakes District Council	Queenstown Lakes District, Otago	10147422	10142603	209628	{EC46EEB1-EF9F-48C0-95C7-4CA024BE0281}	GLENORCHY-QUEENSTOWN ROAD CLOSEBURN QUEENSTOWN 9371	Aib-24	Water Supply	Electrical Equipment	Flow Switch			$1,684.39	$1,684.39	$151.79	$1,836.18	Reinstatement	$1,836.18
Queenstown Lakes District Council	Queenstown Lakes District, Otago	10147423	10142603	209627	{EC46EEB1-EF9F-48C0-95C7-4CA024BE0281}	GLENORCHY-QUEENSTOWN ROAD CLOSEBURN QUEENSTOWN 9371	Aib-24	Water Supply	Electrical Equipment	Flow Switch			$1,684.39	$1,684.39	$151.79	$1,836.18	Reinstatement	$1,836.18
Queenstown Lakes District Council	Queenstown Lakes District, Otago	10147424	10142609	209657	{E418C03F-E51F-4F64-BCDB-3076A1CA7AD1}	#N/A	Aib-24	Water Supply	Electrical Equipment	Pressure Switch			$7,571.71	$7,571.71	$682.33	$8,254.04	Indemnity	$419.25
Queenstown Lakes District Council	Queenstown Lakes District, Otago	10147425	10142611	210730	{6AB85459-F98F-4B45-BF58-32E06558AD54}	KIRIMOKO CRESCENT WANAKA 9305	Aib-24	Water Supply	TPBS Valves	Valve			$11,718.13	$11,718.13	$1,055.98	$12,774.12	Indemnity	$6,855.65
Queenstown Lakes District Council	Queenstown Lakes District, Otago	10147426	10142587	233009	{036A3D05-D9AB-460F-9DE6-565470B8F619}	GLENORCHY-QUEENSTOWN ROAD CLOSEBURN QUEENSTOWN 9371	Aib-24	Water Supply	TPBS Valves	Valve	2012	29/06/2012	$11,718.13	$11,718.13	$1,055.98	$12,774.12	Indemnity	$8,783.80
Queenstown Lakes District Council	Queenstown Lakes District, Otago	10147427	10142611	210727	{6AB85459-F98F-4B45-BF58-32E06558AD54}	KIRIMOKO CRESCENT WANAKA 9305	Aib-24	Water Supply	TPBS Valves	Valve			$11,718.13	$11,718.13	$1,055.98	$12,774.12	Indemnity	$6,855.65
Queenstown Lakes District Council	Queenstown Lakes District, Otago	10147428	10142620	209674	{06781CC6-B1E9-4E63-B20E-69131BD675AB}	GLENORCHY-QUEENSTOWN ROAD CLOSEBURN QUEENSTOWN 9371	Aib-24	Water Supply	TPBS Valves	Valve	2013	01/10/2013	$11,718.13	$11,718.13	$1,055.98	$12,774.12	Indemnity	$8,380.83
Queenstown Lakes District Council	Queenstown Lakes District, Otago	10147429	10142587	233008	{036A3D05-D9AB-460F-9DE6-565470B8F619}	GLENORCHY-QUEENSTOWN ROAD CLOSEBURN QUEENSTOWN 9371	Aib-24	Water Supply	TPBS Valves	Valve	2012	29/06/2012	$11,718.13	$11,718.13	$1,055.98	$12,774.12	Indemnity	$8,783.80
Queenstown Lakes District Council	Queenstown Lakes District, Otago	10147430	10142611	210728	{6AB85459-F98F-4B45-BF58-32E06558AD54}	KIRIMOKO CRESCENT WANAKA 9305	Aib-24	Water Supply	TPBS Valves	Valve			$11,718.13	$11,718.13	$1,055.98	$12,774.12	Indemnity	$6,855.65
Queenstown Lakes District Council	Queenstown Lakes District, Otago	10147431	10142620	209815	{06781CC6-B1E9-4E63-B20E-69131BD675AB}	GLENORCHY-QUEENSTOWN ROAD CLOSEBURN QUEENSTOWN 9371	Aib-24	Water Supply	TPBS Valves	Valve			$11,718.13	$11,718.13	$1,055.98	$12,774.12	Indemnity	$454.19
Queenstown Lakes District Council	Queenstown Lakes District, Otago	10147432	10142613	210251	{A8583AED-3506-4687-84A0-9DB24649ADD6}	WANAKA-MOUNT ASPIRING ROAD WANAKA 9382	Aib-24	Water Supply	TPBS Valves	Valve	2013	01/10/2013	$11,718.13	$11,718.13	$1,055.98	$12,774.12	Indemnity	$8,380.83
Queenstown Lakes District Council	Queenstown Lakes District, Otago	10147433	10142611	210745	{6AB85459-F98F-4B45-BF58-32E06558AD54}	KIRIMOKO CRESCENT WANAKA 9305	Aib-24	Water Supply	TPBS Valves	Valve			$11,718.13	$11,718.13	$1,055.98	$12,774.12	Indemnity	$6,855.65
Queenstown Lakes District Council	Queenstown Lakes District, Otago	10147434	10142614	206938	{D5657136-69A8-42AA-9950-92C7BAD61D7F}	3840 ALICE BURN DRIVE RD 3 CROMWELL 9383	Aib-24	Water Supply	TPBS Valves	Valve	2013	01/06/2013	$11,718.13	$11,718.13	$1,055.98	$12,774.12	Indemnity	$8,380.83
Queenstown Lakes District Council	Queenstown Lakes District, Otago	10147435	10142614	206941	{D5657136-69A8-42AA-9950-92C7BAD61D7F}	3840 ALICE BURN DRIVE RD 3 CROMWELL 9383	Aib-24	Water Supply	TPBS Valves	Valve	2013	01/06/2013	$11,718.13	$11,718.13	$1,055.98	$12,774.12	Indemnity	$8,380.83
Queenstown Lakes District Council	Queenstown Lakes District, Otago	10147436	10142611	210729	{6AB85459-F98F-4B45-BF58-32E06558AD54}	KIRIMOKO CRESCENT WANAKA 9305	Aib-24	Water Supply	TPBS Valves	Valve			$11,718.13	$11,718.13	$1,055.98	$12,774.12	Indemnity	$6,855.65
Queenstown Lakes District Council	Queenstown Lakes District, Otago	10147437	10142614	206936	{D5657136-69A8-42AA-9950-92C7BAD61D7F}	3840 ALICE BURN DRIVE RD 3 CROMWELL 9383	Aib-24	Water Supply	TPBS Valves	Valve			$11,718.13	$11,718.13	$1,055.98	$12,774.12	Indemnity	$5,406.99
Queenstown Lakes District Council	Queenstown Lakes District, Otago	10147438	10142611	210734	{6AB85459-F98F-4B45-BF58-32E06558AD54}	KIRIMOKO CRESCENT WANAKA 9305	Aib-24	Water Supply	TPBS Valves	Valve			$11,718.13	$11,718.13	$1,055.98	$12,774.12	Indemnity	$6,855.65
Queenstown Lakes District Council	Queenstown Lakes District, Otago	10147439	10142620	209675	{06781CC6-B1E9-4E63-B20E-69131BD675AB}	GLENORCHY-QUEENSTOWN ROAD CLOSEBURN QUEENSTOWN 9371	Aib-24	Water Supply	TPBS Valves	Valve	2013	01/10/2013	$11,718.13	$11,718.13	$1,055.98	$12,774.12	Indemnity	$8,380.83
Queenstown Lakes District Council	Queenstown Lakes District, Otago	10147440	10142614	206937	{D5657136-69A8-42AA-9950-92C7BAD61D7F}	3840 ALICE BURN DRIVE RD 3 CROMWELL 9383	Aib-24	Water Supply	TPBS Valves	Isolating Valve	2013	01/06/2013	$3,125.92	$3,125.92	$281.69	$3,407.62	Indemnity	$2,235.66
Queenstown Lakes District Council	Queenstown Lakes District, Otago	10147441	10142614	206940	{D5657136-69A8-42AA-9950-92C7BAD61D7F}	3840 ALICE BURN DRIVE RD 3 CROMWELL 9383	Aib-24	Water Supply	TPBS Valves	Valve	2013	01/06/2013	$11,718.13	$11,718.13	$1,055.98	$12,774.12	Indemnity	$8,380.83
Queenstown Lakes District Council	Queenstown Lakes District, Otago	10147442	10142620	209676	{06781CC6-B1E9-4E63-B20E-69131BD675AB}	GLENORCHY-QUEENSTOWN ROAD CLOSEBURN QUEENSTOWN 9371	Aib-24	Water Supply	TPBS Valves	Valve	2013	01/10/2013	$11,718.13	$11,718.13	$1,055.98	$12,774.12	Indemnity	$8,380.83
Queenstown Lakes District Council	Queenstown Lakes District, Otago	10147443	10142613	217500	{A8583AED-3506-4687-84A0-9DB24649ADD6}	WANAKA-MOUNT ASPIRING ROAD WANAKA 9382	Aib-24	Water Supply	Filter	Filter	2013	01/10/2013	$20,044.44	$20,044.44	$1,806.31	$21,850.75	Indemnity	$6,855.08
Queenstown Lakes District Council	Queenstown Lakes District, Otago	10147444	10142620	209673	{06781CC6-B1E9-4E63-B20E-69131BD675AB}	GLENORCHY-QUEENSTOWN ROAD CLOSEBURN QUEENSTOWN 9371	Aib-24	Water Supply	TPBS Valves	Valve	2013	01/10/2013	$11,718.13	$11,718.13	$1,055.98	$12,774.12	Indemnity	$8,380.83
Queenstown Lakes District Council	Queenstown Lakes District, Otago	10147445	10142611	210746	{6AB85459-F98F-4B45-BF58-32E06558AD54}	KIRIMOKO CRESCENT WANAKA 9305	Aib-24	Water Supply	TPBS Valves	Valve			$11,718.13	$11,718.13	$1,055.98	$12,774.12	Indemnity	$6,855.65
Queenstown Lakes District Council	Queenstown Lakes District, Otago	10147446	10142620	209662	{06781CC6-B1E9-4E63-B20E-69131BD675AB}	GLENORCHY-QUEENSTOWN ROAD CLOSEBURN QUEENSTOWN 9371	Aib-24	Water Supply	TPBS Valves	Valve			$11,718.13	$11,718.13	$1,055.98	$12,774.12	Indemnity	$454.19
Queenstown Lakes District Council	Queenstown Lakes District, Otago	10147447	10142614	206939	{D5657136-69A8-42AA-9950-92C7BAD61D7F}	3840 ALICE BURN DRIVE RD 3 CROMWELL 9383	Aib-24	Water Supply	TPBS Valves	Valve			$11,718.13	$11,718.13	$1,055.98	$12,774.12	Indemnity	$5,406.99
Queenstown Lakes District Council	Queenstown Lakes District, Otago	10147448	10142613	245825	{A8583AED-3506-4687-84A0-9DB24649ADD6}	WANAKA-MOUNT ASPIRING ROAD WANAKA 9382	Aib-24	Water Supply	Filter	Filter	2013	01/10/2013	$20,044.44	$20,044.44	$1,806.31	$21,850.75	Indemnity	$8,740.22
Queenstown Lakes District Council	Queenstown Lakes District, Otago	10147449	10142611	210741	{6AB85459-F98F-4B45-BF58-32E06558AD54}	KIRIMOKO CRESCENT WANAKA 9305	Aib-24	Water Supply	TPBS Valves	Valve			$11,718.13	$11,718.13	$1,055.98	$12,774.12	Indemnity	$6,855.65
Queenstown Lakes District Council	Queenstown Lakes District, Otago	10147450	10142613	210250	{A8583AED-3506-4687-84A0-9DB24649ADD6}	WANAKA-MOUNT ASPIRING ROAD WANAKA 9382	Aib-24	Water Supply	TPBS Valves	Valve	2013	01/10/2013	$11,718.13	$11,718.13	$1,055.98	$12,774.12	Indemnity	$8,380.83
Queenstown Lakes District Council	Queenstown Lakes District, Otago	10147451	10142611	210744	{6AB85459-F98F-4B45-BF58-32E06558AD54}	KIRIMOKO CRESCENT WANAKA 9305	Aib-24	Water Supply	TPBS Valves	Valve			$11,718.13	$11,718.13	$1,055.98	$12,774.12	Indemnity	$6,855.65
Queenstown Lakes District Council	Queenstown Lakes District, Otago	10147452	10142620	209684	{06781CC6-B1E9-4E63-B20E-69131BD675AB}	GLENORCHY-QUEENSTOWN ROAD CLOSEBURN QUEENSTOWN 9371	Aib-24	Water Supply	Air Conditioning Unit	Air Conditioner			$3,935.20	$3,935.20	$354.62	$4,289.83	Indemnity	$152.53
Queenstown Lakes District Council	Queenstown Lakes District, Otago	10147453	10142597	79916	{E53D3297-9713-4766-9806-99D9683A4DF7}	MANCHESTER PLACE QUEENSTOWN 9300	Aib-24	Water Supply	Electrical Equipment	Pressure Gauge			$903.13	$903.13	$81.39	$984.52	Indemnity	$47.30
Queenstown Lakes District Council	Queenstown Lakes District, Otago	10147454	10142635	209977	{948DF4DA-5250-428E-90B7-018D9982AB8A}	19 ELLEN JOHNSON TERRACE RD 1 QUEENSTOWN 9371	Aib-24	Sewerage	Electrical Equipment	Telemetry	2007	01/01/2007	$43,622.33	$43,622.33	$3,931.04	$47,553.37	Indemnity	$4,449.40
Queenstown Lakes District Council	Queenstown Lakes District, Otago	10147455	10142555	3581	{2DFD307F-1398-4BAD-B18C-CAA015831C1E}	LAKE HAYES-ARROW JUNCTION HIGHWAY RD 1 QUEENSTOWN 9371	Aib-24	Sewerage	Electrical Equipment	Telemetry	2002	01/01/2002	$48,362.93	$48,362.93	$4,358.25	$52,721.18	Indemnity	$3,905.24
Queenstown Lakes District Council	Queenstown Lakes District, Otago	10147456	10142634	209951	{3F54E71F-EAD9-4A6F-B04D-907BB9BDE28F}	28 STRAINS ROAD RD 1 QUEENSTOWN 9371	Aib-24	Sewerage	Electrical Equipment	Telemetry	2007	01/01/2007	$43,622.33	$43,622.33	$3,931.04	$47,553.37	Indemnity	$4,449.40
Queenstown Lakes District Council	Queenstown Lakes District, Otago	10147457	10142550	3619	{2CEA9B91-0AA3-4502-AA03-C55553D661BB}	7 RUTHERFORD ROAD RD 1 QUEENSTOWN 9371	Aib-24	Sewerage	Electrical Equipment	Telemetry	2002	01/01/2002	$48,362.93	$48,362.93	$4,358.25	$52,721.18	Indemnity	$3,905.24
Queenstown Lakes District Council	Queenstown Lakes District, Otago	10147458	10142592	2886	{1441677E-AEC0-486C-A09A-41F9129EEF70}	HOWARDS DRIVE LAKE HAYES QUEENSTOWN 9304	Aib-24	Water Supply	Electrical Equipment	Telemetry	2006	01/01/2006	$45,504.72	$45,504.72	$4,100.68	$49,605.39	Indemnity	$4,409.33
Queenstown Lakes District Council	Queenstown Lakes District, Otago	10147459	10142556	3593	{3C7CA281-8ECC-4971-9058-5ADF78A6E14C}	LAKE HAYES-ARROW JUNCTION HIGHWAY RD 1 QUEENSTOWN 9371	Aib-24	Sewerage	Electrical Equipment	Telemetry	2005	01/01/2005	$45,979.17	$45,979.17	$4,143.43	$50,122.60	Indemnity	$4,243.15
Queenstown Lakes District Council	Queenstown Lakes District, Otago	10147460	10142553	3570	{6032F183-CDD0-4AB4-AC42-817A7DEF3634}	59 ARROWTOWN-LAKE HAYES ROAD RD 1 QUEENSTOWN 9371	Aib-24	Sewerage	Electrical Equipment	Telemetry	2002	01/01/2002	$48,362.93	$48,362.93	$4,358.25	$52,721.18	Indemnity	$3,905.24
Queenstown Lakes District Council	Queenstown Lakes District, Otago	10147461	10142557	3606	{D3892861-1F27-4A7F-9D74-390EED74B048}	WIDGEON PLACE LAKE HAYES QUEENSTOWN 9304	Aib-24	Sewerage	Electrical Equipment	Telemetry	2006	01/01/2006	$45,504.72	$45,504.72	$4,100.68	$49,605.39	Indemnity	$4,409.33
Queenstown Lakes District Council	Queenstown Lakes District, Otago	10147462	10142551	3558	{64B4E173-F898-487D-9E81-9C96C8087249}	ARROWTOWN-LAKE HAYES ROAD RD 1 QUEENSTOWN 9371	Aib-24	Sewerage	Electrical Equipment	Telemetry	2002	01/01/2002	$48,362.93	$48,362.93	$4,358.25	$52,721.18	Indemnity	$3,905.24
Queenstown Lakes District Council	Queenstown Lakes District, Otago	10147463	10142633	209899	{F398540C-F3A3-4699-A985-1C1FF1022601}	28 STRAINS ROAD RD 1 QUEENSTOWN 9371	Aib-24	Sewerage	Electrical Equipment	Telemetry	2007	01/01/2007	$43,622.33	$43,622.33	$3,931.04	$47,553.37	Indemnity	$4,449.40
Queenstown Lakes District Council	Queenstown Lakes District, Otago	10147464	10142590	2868	{73B28147-EAB0-4E3A-9195-8603DCE61449}	RUTHERFORD ROAD RD 1 QUEENSTOWN 9371	Aib-24	Water Supply	Electrical Equipment	Telemetry	2002	01/01/2002	$48,362.93	$48,362.93	$4,358.25	$52,721.18	Indemnity	$3,905.24
Queenstown Lakes District Council	Queenstown Lakes District, Otago	10147465	10142636	210003	{E72E6318-3003-43F2-9F40-D8239F7AA13D}	28 STRAINS ROAD RD 1 QUEENSTOWN 9371	Aib-24	Water Supply	Electrical Equipment	Telemetry			$43,622.33	$43,622.33	$3,931.04	$47,553.37	Indemnity	$4,449.40
Queenstown Lakes District Council	Queenstown Lakes District, Otago	10147466	10142633	209900	{F398540C-F3A3-4699-A985-1C1FF1022601}	28 STRAINS ROAD RD 1 QUEENSTOWN 9371	Aib-24	Sewerage	TPBS Valves	Valve	2007	01/01/2007	$2,148.86	$2,148.86	$193.65	$2,342.51	Indemnity	$1,414.33
Queenstown Lakes District Council	Queenstown Lakes District, Otago	10147467	10142633	209901	{F398540C-F3A3-4699-A985-1C1FF1022601}	28 STRAINS ROAD RD 1 QUEENSTOWN 9371	Aib-24	Sewerage	TPBS Valves	Valve	2007	01/01/2007	$2,148.86	$2,148.86	$193.65	$2,342.51	Indemnity	$1,414.33
Queenstown Lakes District Council	Queenstown Lakes District, Otago	10147468	10142616	3282	{CEB3A98D-56AF-4112-97B4-9788EEBEF95E}	91 WILDING ROAD RD 1 QUEENSTOWN 9371	Aib-24	Water Supply	Electrical Equipment	Switchboard	2002	01/01/2002	$159,240.23	$159,240.23	$14,350.00	$173,590.23	Indemnity	$33,064.51
Queenstown Lakes District Council	Queenstown Lakes District, Otago	10147469	10142616	3281	{CEB3A98D-56AF-4112-97B4-9788EEBEF95E}	91 WILDING ROAD RD 1 QUEENSTOWN 9371	Aib-24	Water Supply	Electrical Equipment	Switchboard	2002	01/01/2002	$159,240.23	$159,240.23	$14,350.00	$173,590.23	Indemnity	$33,064.51
Queenstown Lakes District Council	Queenstown Lakes District, Otago	10147470	10142556	3592	{3C7CA281-8ECC-4971-9058-5ADF78A6E14C}	LAKE HAYES-ARROW JUNCTION HIGHWAY RD 1 QUEENSTOWN 9371	Aib-24	Sewerage	Electrical Equipment	Switchboard	2005	01/01/2005	$151,391.41	$151,391.41	$13,642.70	$165,034.11	Indemnity	$35,206.96
Queenstown Lakes District Council	Queenstown Lakes District, Otago	10147471	10142616	3280	{CEB3A98D-56AF-4112-97B4-9788EEBEF95E}	91 WILDING ROAD RD 1 QUEENSTOWN 9371	Aib-24	Water Supply	Electrical Equipment	Switchboard	2002	01/01/2002	$159,240.23	$159,240.23	$14,350.00	$173,590.23	Indemnity	$33,064.51
Queenstown Lakes District Council	Queenstown Lakes District, Otago	10147472	10142639	211031	{AF4FF693-BC8F-4063-A66B-BEF6C5395D18}	WAN-LUGG HWY	Aib-24	Sewerage	Electrical Equipment	Switchboard	2010	27/08/2010	$85,476.18	$85,476.18	$7,702.72	$93,178.90	Indemnity	$24,847.49
Queenstown Lakes District Council	Queenstown Lakes District, Otago	10147473	10142634	209933	{3F54E71F-EAD9-4A6F-B04D-907BB9BDE28F}	28 STRAINS ROAD RD 1 QUEENSTOWN 9371	Aib-24	Sewerage	Electrical Equipment	Switchboard	2009	01/01/2009	$96,907.09	$96,907.09	$8,732.82	$105,639.91	Indemnity	$37,560.52
Queenstown Lakes District Council	Queenstown Lakes District, Otago	10147474	10142585	3010	{767761CE-6F02-4C52-82D7-98197697E501}	WANAKA-MOUNT ASPIRING ROAD WANAKA 9382	Aib-24	Water Supply	Electrical Equipment	Switchboard	1997	01/01/1997	$793,568.60	$793,568.60	$71,512.76	$865,081.35	Indemnity	$53,031.34
Queenstown Lakes District Council	Queenstown Lakes District, Otago	10147475	10142635	209976	{948DF4DA-5250-428E-90B7-018D9982AB8A}	19 ELLEN JOHNSON TERRACE RD 1 QUEENSTOWN 9371	Aib-24	Sewerage	Electrical Equipment	Switchboard	2007	01/01/2007	$80,138.64	$80,138.64	$7,221.73	$87,360.36	Indemnity	$20,257.30
Queenstown Lakes District Council	Queenstown Lakes District, Otago	10147476	10142557	3605	{D3892861-1F27-4A7F-9D74-390EED74B048}	WIDGEON PLACE LAKE HAYES QUEENSTOWN 9304	Aib-24	Sewerage	Electrical Equipment	Switchboard	2006	01/01/2006	$45,643.13	$45,643.13	$4,113.15	$49,756.28	Indemnity	$11,056.85
Queenstown Lakes District Council	Queenstown Lakes District, Otago	10147477	10142896	250896	{888FB405-5915-4C5B-905B-572EAB60C273}	OLD SCHOOL ROAD RD 1 QUEENSTOWN 9371	Aib-24	Water Supply	Electrical Equipment	Switchboard	2014	01/12/2014	$232,752.17	$232,752.17	$20,974.56	$253,726.73	Indemnity	$112,766.43
Queenstown Lakes District Council	Queenstown Lakes District, Otago	10147478	10142633	209898	{F398540C-F3A3-4699-A985-1C1FF1022601}	28 STRAINS ROAD RD 1 QUEENSTOWN 9371	Aib-24	Sewerage	Electrical Equipment	Switchboard	2009	01/01/2009	$56,139.36	$56,139.36	$5,059.02	$61,198.38	Indemnity	$21,759.23
Queenstown Lakes District Council	Queenstown Lakes District, Otago	10147479	10142626	79352	{FE08E59C-05A5-4DFE-AC48-E6BED98B0C33}	ALBERTOWN	Aib-24	Sewerage	Electrical Equipment	Switchboard	2008	04/11/2008	$213,401.66	$213,401.66	$19,230.78	$232,632.44	Indemnity	$56,395.24
Queenstown Lakes District Council	Queenstown Lakes District, Otago	10147480	10142632	214886	{BE622366-B21E-40B0-B52D-0BD9DAF4CACE}	BROADVIEW RISE	Aib-24	Water Supply	Electrical Equipment	Switchboard	2010	30/11/2010	$140,216.49	$140,216.49	$12,635.67	$152,852.16	Indemnity	$45,289.13
Queenstown Lakes District Council	Queenstown Lakes District, Otago	10147481	10142569	250953	{201B972B-7B33-4F90-B798-F691FB77F6A7}	LAKEVIEW TERRACE RD 2 WANAKA 9382	Aib-24	Sewerage	Electrical Equipment	Switchboard	2014	01/10/2014	$177,447.42	$177,447.42	$15,990.75	$193,438.16	Indemnity	$85,971.75
Queenstown Lakes District Council	Queenstown Lakes District, Otago	10147482	10142592	2885	{1441677E-AEC0-486C-A09A-41F9129EEF70}	HOWARDS DRIVE LAKE HAYES QUEENSTOWN 9304	Aib-24	Water Supply	Electrical Equipment	Switchboard	2006	01/01/2006	$202,911.85	$202,911.85	$18,285.48	$221,197.33	Indemnity	$49,154.53
Queenstown Lakes District Council	Queenstown Lakes District, Otago	10147483	10142593	3828	{409601BD-D90E-4E61-9D6C-6B85D0F4DF2D}	WIDGEON PLACE LAKE HAYES QUEENSTOWN 9304	Aib-24	Water Supply	Electrical Equipment	Switchboard	2006	01/01/2006	$182,570.46	$182,570.46	$16,452.41	$199,022.87	Indemnity	$44,226.91
Queenstown Lakes District Council	Queenstown Lakes District, Otago	10147484	10142561	3507	{75322284-DBCB-4BEF-9E84-E12969426588}	KAWARAU PLACE FRANKTON QUEENSTOWN 9300	Aib-24	Sewerage	Electrical Equipment	Switchboard	2000	01/01/2000	$146,110.83	$146,110.83	$13,166.84	$159,277.67	Indemnity	$10,890.68
Queenstown Lakes District Council	Queenstown Lakes District, Otago	10147485	10142555	3583	{2DFD307F-1398-4BAD-B18C-CAA015831C1E}	LAKE HAYES-ARROW JUNCTION HIGHWAY RD 1 QUEENSTOWN 9371	Aib-24	Sewerage	TPBS Valves	Valve	2002	01/01/2002	$2,148.86	$2,148.86	$193.65	$2,342.51	Indemnity	$1,233.90
Queenstown Lakes District Council	Queenstown Lakes District, Otago	10147486	10142551	3560	{64B4E173-F898-487D-9E81-9C96C8087249}	ARROWTOWN-LAKE HAYES ROAD RD 1 QUEENSTOWN 9371	Aib-24	Sewerage	TPBS Valves	Valve	2002	01/01/2002	$2,148.86	$2,148.86	$193.65	$2,342.51	Indemnity	$1,233.90
Queenstown Lakes District Council	Queenstown Lakes District, Otago	10147487	10142553	3572	{6032F183-CDD0-4AB4-AC42-817A7DEF3634}	59 ARROWTOWN-LAKE HAYES ROAD RD 1 QUEENSTOWN 9371	Aib-24	Sewerage	TPBS Valves	Valve	2002	01/01/2002	$2,148.86	$2,148.86	$193.65	$2,342.51	Indemnity	$1,233.90
Queenstown Lakes District Council	Queenstown Lakes District, Otago	10147488	10142556	3597	{3C7CA281-8ECC-4971-9058-5ADF78A6E14C}	LAKE HAYES-ARROW JUNCTION HIGHWAY RD 1 QUEENSTOWN 9371	Aib-24	Sewerage	TPBS Valves	Valve	2002	01/01/2002	$2,148.86	$2,148.86	$193.65	$2,342.51	Indemnity	$1,233.90
Queenstown Lakes District Council	Queenstown Lakes District, Otago	10147489	10142590	2873	{73B28147-EAB0-4E3A-9195-8603DCE61449}	RUTHERFORD ROAD RD 1 QUEENSTOWN 9371	Aib-24	Water Supply	TPBS Valves	Valve	2002	01/01/2002	$4,101.35	$4,101.35	$369.59	$4,470.94	Indemnity	$2,355.04
Queenstown Lakes District Council	Queenstown Lakes District, Otago	10147490	10142551	3561	{64B4E173-F898-487D-9E81-9C96C8087249}	ARROWTOWN-LAKE HAYES ROAD RD 1 QUEENSTOWN 9371	Aib-24	Sewerage	TPBS Valves	Valve	2002	01/01/2002	$2,148.86	$2,148.86	$193.65	$2,342.51	Indemnity	$1,233.90
Queenstown Lakes District Council	Queenstown Lakes District, Otago	10147491	10142555	3584	{2DFD307F-1398-4BAD-B18C-CAA015831C1E}	LAKE HAYES-ARROW JUNCTION HIGHWAY RD 1 QUEENSTOWN 9371	Aib-24	Sewerage	TPBS Valves	Valve	2002	01/01/2002	$2,148.86	$2,148.86	$193.65	$2,342.51	Indemnity	$1,233.90
Queenstown Lakes District Council	Queenstown Lakes District, Otago	10147492	10142553	3573	{6032F183-CDD0-4AB4-AC42-817A7DEF3634}	59 ARROWTOWN-LAKE HAYES ROAD RD 1 QUEENSTOWN 9371	Aib-24	Sewerage	TPBS Valves	Valve	2002	01/01/2002	$2,148.86	$2,148.86	$193.65	$2,342.51	Indemnity	$1,233.90
Queenstown Lakes District Council	Queenstown Lakes District, Otago	10147493	10142556	3598	{3C7CA281-8ECC-4971-9058-5ADF78A6E14C}	LAKE HAYES-ARROW JUNCTION HIGHWAY RD 1 QUEENSTOWN 9371	Aib-24	Sewerage	TPBS Valves	Valve	2002	01/01/2002	$2,148.86	$2,148.86	$193.65	$2,342.51	Indemnity	$1,233.90
Queenstown Lakes District Council	Queenstown Lakes District, Otago	10147494	10142590	2874	{73B28147-EAB0-4E3A-9195-8603DCE61449}	RUTHERFORD ROAD RD 1 QUEENSTOWN 9371	Aib-24	Water Supply	TPBS Valves	Valve	2002	01/01/2002	$4,101.35	$4,101.35	$369.59	$4,470.94	Indemnity	$2,355.04
Queenstown Lakes District Council	Queenstown Lakes District, Otago	10147495	10142590	2875	{73B28147-EAB0-4E3A-9195-8603DCE61449}	RUTHERFORD ROAD RD 1 QUEENSTOWN 9371	Aib-24	Water Supply	TPBS Valves	Valve	2002	01/01/2002	$2,148.86	$2,148.86	$193.65	$2,342.51	Indemnity	$1,233.90
Queenstown Lakes District Council	Queenstown Lakes District, Otago	10147496	10142553	3576	{6032F183-CDD0-4AB4-AC42-817A7DEF3634}	59 ARROWTOWN-LAKE HAYES ROAD RD 1 QUEENSTOWN 9371	Aib-24	Sewerage	TPBS Valves	Valve	2002	01/01/2002	$2,343.63	$2,343.63	$211.20	$2,554.82	Indemnity	$1,345.74
Queenstown Lakes District Council	Queenstown Lakes District, Otago	10147497	10142590	2871	{73B28147-EAB0-4E3A-9195-8603DCE61449}	RUTHERFORD ROAD RD 1 QUEENSTOWN 9371	Aib-24	Water Supply	TPBS Valves	Valve	2002	01/01/2002	$4,101.35	$4,101.35	$369.59	$4,470.94	Indemnity	$2,355.04
Queenstown Lakes District Council	Queenstown Lakes District, Otago	10147092	10142560	210279	{651DED27-2CF7-4E8C-9EBE-4D1D6ADF66AA}	WILLOW PLACE	Aib-24	Sewerage	Generator	Generator	2009	01/10/2009	$0.00	$0.00	$0.00	$0.00	Indemnity	$0.00
Queenstown Lakes District Council	Queenstown Lakes District, Otago	10147498	10142551	3564	{64B4E173-F898-487D-9E81-9C96C8087249}	ARROWTOWN-LAKE HAYES ROAD RD 1 QUEENSTOWN 9371	Aib-24	Sewerage	TPBS Valves	Valve	2002	01/01/2002	$2,343.63	$2,343.63	$211.20	$2,554.82	Indemnity	$1,345.74
Queenstown Lakes District Council	Queenstown Lakes District, Otago	10147499	10142555	3588	{2DFD307F-1398-4BAD-B18C-CAA015831C1E}	LAKE HAYES-ARROW JUNCTION HIGHWAY RD 1 QUEENSTOWN 9371	Aib-24	Sewerage	TPBS Valves	Valve	2002	01/01/2002	$2,343.63	$2,343.63	$211.20	$2,554.82	Indemnity	$1,345.74
Queenstown Lakes District Council	Queenstown Lakes District, Otago	10147500	10142551	3565	{64B4E173-F898-487D-9E81-9C96C8087249}	ARROWTOWN-LAKE HAYES ROAD RD 1 QUEENSTOWN 9371	Aib-24	Sewerage	TPBS Valves	Valve	2002	01/01/2002	$2,343.63	$2,343.63	$211.20	$2,554.82	Indemnity	$1,345.74
Queenstown Lakes District Council	Queenstown Lakes District, Otago	10147501	10142590	2870	{73B28147-EAB0-4E3A-9195-8603DCE61449}	RUTHERFORD ROAD RD 1 QUEENSTOWN 9371	Aib-24	Water Supply	TPBS Valves	Valve	2002	01/01/2002	$4,101.35	$4,101.35	$369.59	$4,470.94	Indemnity	$2,355.04
Queenstown Lakes District Council	Queenstown Lakes District, Otago	10147502	10142556	3601	{3C7CA281-8ECC-4971-9058-5ADF78A6E14C}	LAKE HAYES-ARROW JUNCTION HIGHWAY RD 1 QUEENSTOWN 9371	Aib-24	Sewerage	TPBS Valves	Valve	2002	01/01/2002	$2,343.63	$2,343.63	$211.20	$2,554.82	Indemnity	$1,345.74
Queenstown Lakes District Council	Queenstown Lakes District, Otago	10147503	10142593	209914	{409601BD-D90E-4E61-9D6C-6B85D0F4DF2D}	WIDGEON PLACE LAKE HAYES QUEENSTOWN 9304	Aib-24	Water Supply	TPBS Valves	Valve	2006	01/01/2006	$2,148.86	$2,148.86	$193.65	$2,342.51	Indemnity	$1,375.04
Queenstown Lakes District Council	Queenstown Lakes District, Otago	10147504	10142590	2872	{73B28147-EAB0-4E3A-9195-8603DCE61449}	RUTHERFORD ROAD RD 1 QUEENSTOWN 9371	Aib-24	Water Supply	TPBS Valves	Valve	2002	01/01/2002	$4,101.35	$4,101.35	$369.59	$4,470.94	Indemnity	$2,355.04
Queenstown Lakes District Council	Queenstown Lakes District, Otago	10147505	10142555	3587	{2DFD307F-1398-4BAD-B18C-CAA015831C1E}	LAKE HAYES-ARROW JUNCTION HIGHWAY RD 1 QUEENSTOWN 9371	Aib-24	Sewerage	TPBS Valves	Valve	2002	01/01/2002	$2,343.63	$2,343.63	$211.20	$2,554.82	Indemnity	$1,345.74
Queenstown Lakes District Council	Queenstown Lakes District, Otago	10147506	10142590	2869	{73B28147-EAB0-4E3A-9195-8603DCE61449}	RUTHERFORD ROAD RD 1 QUEENSTOWN 9371	Aib-24	Water Supply	TPBS Valves	Valve	2002	01/01/2002	$4,101.35	$4,101.35	$369.59	$4,470.94	Indemnity	$2,355.04
Queenstown Lakes District Council	Queenstown Lakes District, Otago	10147507	10142553	3575	{6032F183-CDD0-4AB4-AC42-817A7DEF3634}	59 ARROWTOWN-LAKE HAYES ROAD RD 1 QUEENSTOWN 9371	Aib-24	Sewerage	TPBS Valves	Non Return Valve	2002	01/01/2002	$2,148.86	$2,148.86	$193.65	$2,342.51	Indemnity	$1,233.90
Queenstown Lakes District Council	Queenstown Lakes District, Otago	10147508	10142556	3600	{3C7CA281-8ECC-4971-9058-5ADF78A6E14C}	LAKE HAYES-ARROW JUNCTION HIGHWAY RD 1 QUEENSTOWN 9371	Aib-24	Sewerage	TPBS Valves	Non Return Valve	2002	01/01/2002	$2,148.86	$2,148.86	$193.65	$2,342.51	Indemnity	$1,233.90
Queenstown Lakes District Council	Queenstown Lakes District, Otago	10147509	10142556	3599	{3C7CA281-8ECC-4971-9058-5ADF78A6E14C}	LAKE HAYES-ARROW JUNCTION HIGHWAY RD 1 QUEENSTOWN 9371	Aib-24	Sewerage	TPBS Valves	Non Return Valve	2002	01/01/2002	$2,148.86	$2,148.86	$193.65	$2,342.51	Indemnity	$1,233.90
Queenstown Lakes District Council	Queenstown Lakes District, Otago	10147510	10142555	3586	{2DFD307F-1398-4BAD-B18C-CAA015831C1E}	LAKE HAYES-ARROW JUNCTION HIGHWAY RD 1 QUEENSTOWN 9371	Aib-24	Sewerage	TPBS Valves	Non Return Valve	2002	01/01/2002	$2,148.86	$2,148.86	$193.65	$2,342.51	Indemnity	$1,233.90
Queenstown Lakes District Council	Queenstown Lakes District, Otago	10147511	10142555	3585	{2DFD307F-1398-4BAD-B18C-CAA015831C1E}	LAKE HAYES-ARROW JUNCTION HIGHWAY RD 1 QUEENSTOWN 9371	Aib-24	Sewerage	TPBS Valves	Non Return Valve	2002	01/01/2002	$2,148.86	$2,148.86	$193.65	$2,342.51	Indemnity	$1,233.90
Queenstown Lakes District Council	Queenstown Lakes District, Otago	10147512	10142553	3574	{6032F183-CDD0-4AB4-AC42-817A7DEF3634}	59 ARROWTOWN-LAKE HAYES ROAD RD 1 QUEENSTOWN 9371	Aib-24	Sewerage	TPBS Valves	Non Return Valve	2002	01/01/2002	$2,148.86	$2,148.86	$193.65	$2,342.51	Indemnity	$1,233.90
Queenstown Lakes District Council	Queenstown Lakes District, Otago	10147513	10142632	215511	{BE622366-B21E-40B0-B52D-0BD9DAF4CACE}	BROADVIEW RISE	Aib-24	Water Supply	TPBS Valves	Valve	2010	30/11/2010	$11,718.13	$11,718.13	$1,055.98	$12,774.12	Indemnity	$8,355.32
Queenstown Lakes District Council	Queenstown Lakes District, Otago	10147514	10142632	215512	{BE622366-B21E-40B0-B52D-0BD9DAF4CACE}	BROADVIEW RISE	Aib-24	Water Supply	TPBS Valves	Valve	2010	30/11/2010	$11,718.13	$11,718.13	$1,055.98	$12,774.12	Indemnity	$8,355.32
Queenstown Lakes District Council	Queenstown Lakes District, Otago	10147515	10142632	215520	{BE622366-B21E-40B0-B52D-0BD9DAF4CACE}	BROADVIEW RISE	Aib-24	Water Supply	TPBS Valves	Valve	2010	30/11/2010	$11,718.13	$11,718.13	$1,055.98	$12,774.12	Indemnity	$8,355.32
Queenstown Lakes District Council	Queenstown Lakes District, Otago	10147516	10142592	2893	{1441677E-AEC0-486C-A09A-41F9129EEF70}	HOWARDS DRIVE LAKE HAYES QUEENSTOWN 9304	Aib-24	Water Supply	TPBS Valves	Valve	2006	01/01/2006	$977.06	$977.06	$88.05	$1,065.11	Indemnity	$625.22
Queenstown Lakes District Council	Queenstown Lakes District, Otago	10147517	10142592	2894	{1441677E-AEC0-486C-A09A-41F9129EEF70}	HOWARDS DRIVE LAKE HAYES QUEENSTOWN 9304	Aib-24	Water Supply	TPBS Valves	Valve	2006	01/01/2006	$977.06	$977.06	$88.05	$1,065.11	Indemnity	$625.22
Queenstown Lakes District Council	Queenstown Lakes District, Otago	10147518	10142632	215535	{BE622366-B21E-40B0-B52D-0BD9DAF4CACE}	BROADVIEW RISE	Aib-24	Water Supply	TPBS Valves	Valve	2010	30/11/2010	$11,718.13	$11,718.13	$1,055.98	$12,774.12	Indemnity	$8,355.32
Queenstown Lakes District Council	Queenstown Lakes District, Otago	10147519	10142592	2896	{1441677E-AEC0-486C-A09A-41F9129EEF70}	HOWARDS DRIVE LAKE HAYES QUEENSTOWN 9304	Aib-24	Water Supply	TPBS Valves	Valve	2006	01/01/2006	$977.06	$977.06	$88.05	$1,065.11	Indemnity	$625.22
Queenstown Lakes District Council	Queenstown Lakes District, Otago	10147520	10142592	2895	{1441677E-AEC0-486C-A09A-41F9129EEF70}	HOWARDS DRIVE LAKE HAYES QUEENSTOWN 9304	Aib-24	Water Supply	TPBS Valves	Valve	2006	01/01/2006	$977.06	$977.06	$88.05	$1,065.11	Indemnity	$625.22
Queenstown Lakes District Council	Queenstown Lakes District, Otago	10147521	10142632	215534	{BE622366-B21E-40B0-B52D-0BD9DAF4CACE}	BROADVIEW RISE	Aib-24	Water Supply	TPBS Valves	Valve	2010	30/11/2010	$11,718.13	$11,718.13	$1,055.98	$12,774.12	Indemnity	$8,355.32
Queenstown Lakes District Council	Queenstown Lakes District, Otago	10147522	10142592	2892	{1441677E-AEC0-486C-A09A-41F9129EEF70}	HOWARDS DRIVE LAKE HAYES QUEENSTOWN 9304	Aib-24	Water Supply	TPBS Valves	Valve	2006	01/01/2006	$977.06	$977.06	$88.05	$1,065.11	Indemnity	$625.22
Queenstown Lakes District Council	Queenstown Lakes District, Otago	10147523	10142632	215519	{BE622366-B21E-40B0-B52D-0BD9DAF4CACE}	BROADVIEW RISE	Aib-24	Water Supply	TPBS Valves	Valve	2010	30/11/2010	$11,718.13	$11,718.13	$1,055.98	$12,774.12	Indemnity	$8,355.32
Queenstown Lakes District Council	Queenstown Lakes District, Otago	10147524	10142632	215514	{BE622366-B21E-40B0-B52D-0BD9DAF4CACE}	BROADVIEW RISE	Aib-24	Water Supply	TPBS Valves	Valve	2010	30/11/2010	$11,718.13	$11,718.13	$1,055.98	$12,774.12	Indemnity	$8,355.32
Queenstown Lakes District Council	Queenstown Lakes District, Otago	10147525	10142632	215517	{BE622366-B21E-40B0-B52D-0BD9DAF4CACE}	BROADVIEW RISE	Aib-24	Water Supply	TPBS Valves	Valve	2010	30/11/2010	$11,718.13	$11,718.13	$1,055.98	$12,774.12	Indemnity	$8,355.32
Queenstown Lakes District Council	Queenstown Lakes District, Otago	10147526	10142592	2891	{1441677E-AEC0-486C-A09A-41F9129EEF70}	HOWARDS DRIVE LAKE HAYES QUEENSTOWN 9304	Aib-24	Water Supply	TPBS Valves	Valve	2006	01/01/2006	$977.06	$977.06	$88.05	$1,065.11	Indemnity	$625.22
Queenstown Lakes District Council	Queenstown Lakes District, Otago	10147527	10142632	215516	{BE622366-B21E-40B0-B52D-0BD9DAF4CACE}	BROADVIEW RISE	Aib-24	Water Supply	TPBS Valves	Valve	2010	30/11/2010	$11,718.13	$11,718.13	$1,055.98	$12,774.12	Indemnity	$8,355.32
Queenstown Lakes District Council	Queenstown Lakes District, Otago	10147528	10142632	215515	{BE622366-B21E-40B0-B52D-0BD9DAF4CACE}	BROADVIEW RISE	Aib-24	Water Supply	TPBS Valves	Valve	2010	30/11/2010	$11,718.13	$11,718.13	$1,055.98	$12,774.12	Indemnity	$8,355.32
Queenstown Lakes District Council	Queenstown Lakes District, Otago	10147529	10142632	215536	{BE622366-B21E-40B0-B52D-0BD9DAF4CACE}	BROADVIEW RISE	Aib-24	Water Supply	TPBS Valves	Non Return Valve	2010	30/11/2010	$4,492.50	$4,492.50	$404.84	$4,897.34	Indemnity	$3,203.27
Queenstown Lakes District Council	Queenstown Lakes District, Otago	10147530	10142632	215513	{BE622366-B21E-40B0-B52D-0BD9DAF4CACE}	BROADVIEW RISE	Aib-24	Water Supply	TPBS Valves	Valve	2010	30/11/2010	$11,718.13	$11,718.13	$1,055.98	$12,774.12	Indemnity	$8,355.32
Queenstown Lakes District Council	Queenstown Lakes District, Otago	10147531	10142632	215518	{BE622366-B21E-40B0-B52D-0BD9DAF4CACE}	BROADVIEW RISE	Aib-24	Water Supply	TPBS Valves	Valve	2010	30/11/2010	$11,718.13	$11,718.13	$1,055.98	$12,774.12	Indemnity	$8,355.32
Queenstown Lakes District Council	Queenstown Lakes District, Otago	10147532	10142590	2866	{73B28147-EAB0-4E3A-9195-8603DCE61449}	RUTHERFORD ROAD RD 1 QUEENSTOWN 9371	Aib-24	Water Supply	Flow Meter	Flowmeter	2002	01/01/2002	$18,958.61	$18,958.61	$1,708.46	$20,667.08	Indemnity	$3,936.55
Queenstown Lakes District Council	Queenstown Lakes District, Otago	10147533	10142614	249761	{D5657136-69A8-42AA-9950-92C7BAD61D7F}	3840 ALICE BURN DRIVE RD 3 CROMWELL 9383	Aib-24	Water Supply	Electrical Equipment	Turbidity Meter	2013	01/04/2013	$49,764.47	$49,764.47	$4,484.55	$54,249.02	Indemnity	$21,699.41
Queenstown Lakes District Council	Queenstown Lakes District, Otago	10147535	10142613	210205	{A8583AED-3506-4687-84A0-9DB24649ADD6}	WANAKA-MOUNT ASPIRING ROAD WANAKA 9382	Aib-24	Water Supply	Electrical Equipment	Turbidity Meter	2009	01/01/2009	$60,161.78	$60,161.78	$5,421.50	$65,583.28	Indemnity	$28,142.77
Queenstown Lakes District Council	Queenstown Lakes District, Otago	10147536	10142587	244084	{036A3D05-D9AB-460F-9DE6-565470B8F619}	GLENORCHY-QUEENSTOWN ROAD CLOSEBURN QUEENSTOWN 9371	Aib-24	Water Supply	Electrical Equipment	Turbidity Meter	2013	04/11/2013	$49,764.47	$49,764.47	$4,484.55	$54,249.02	Indemnity	$21,699.41
Queenstown Lakes District Council	Queenstown Lakes District, Otago	10147537	10142611	245960	{6AB85459-F98F-4B45-BF58-32E06558AD54}	KIRIMOKO CRESCENT WANAKA 9305	Aib-24	Water Supply	Electrical Equipment	Turbidity Meter	2013	01/10/2013	$49,764.47	$49,764.47	$4,484.55	$54,249.02	Indemnity	$21,699.41
Queenstown Lakes District Council	Queenstown Lakes District, Otago	10147538	10142619	3207	{89034D7D-5C5D-4987-9FB3-9F51E14509EE}	PENINSULA ROAD KELVIN HEIGHTS QUEENSTOWN 9300	Aib-24	Water Supply	Electrical Equipment	Turbidity Meter	2009	01/01/2009	$60,161.78	$60,161.78	$5,421.50	$65,583.28	Indemnity	$23,318.29
Queenstown Lakes District Council	Queenstown Lakes District, Otago	10147539	10142620	222606	{06781CC6-B1E9-4E63-B20E-69131BD675AB}	GLENORCHY-QUEENSTOWN ROAD CLOSEBURN QUEENSTOWN 9371	Aib-24	Water Supply	Electrical Equipment	Turbidity Meter	2013	01/10/2013	$49,764.47	$49,764.47	$4,484.55	$54,249.02	Indemnity	$7,418.60
Queenstown Lakes District Council	Queenstown Lakes District, Otago	10147540	10142587	230964	{036A3D05-D9AB-460F-9DE6-565470B8F619}	GLENORCHY-QUEENSTOWN ROAD CLOSEBURN QUEENSTOWN 9371	Aib-24	Water Supply	Electrical Equipment	Turbidity Meter	2012	29/06/2012	$54,721.85	$54,721.85	$4,931.28	$59,653.13	Indemnity	$22,724.80
Queenstown Lakes District Council	Queenstown Lakes District, Otago	10147542	10142563	238607	{CB7B9861-B30B-4228-84FC-359A0F479C52}	MARINE PARADE QUEENSTOWN 9300	Aib-24	Sewerage	Electrical Equipment	Flow Indicating Tran	2013	01/04/2013	$48,826.77	$48,826.77	$4,400.04	$53,226.81	Reinstatement	$53,226.81
Queenstown Lakes District Council	Queenstown Lakes District, Otago	10147543	10142613	245826	{A8583AED-3506-4687-84A0-9DB24649ADD6}	WANAKA-MOUNT ASPIRING ROAD WANAKA 9382	Aib-24	Water Supply	Electrical Equipment	Turbidity Meter	2013	01/10/2013	$49,764.47	$49,764.47	$4,484.55	$54,249.02	Indemnity	$21,699.41
Queenstown Lakes District Council	Queenstown Lakes District, Otago	10147544	10142619	210611	{89034D7D-5C5D-4987-9FB3-9F51E14509EE}	PENINSULA ROAD KELVIN HEIGHTS QUEENSTOWN 9300	Aib-24	Water Supply	Electrical Equipment	Turbidity Meter	2009	01/07/2009	$60,161.78	$60,161.78	$5,421.50	$65,583.28	Indemnity	$23,318.29
Queenstown Lakes District Council	Queenstown Lakes District, Otago	10147545	10142587	230963	{036A3D05-D9AB-460F-9DE6-565470B8F619}	GLENORCHY-QUEENSTOWN ROAD CLOSEBURN QUEENSTOWN 9371	Aib-24	Water Supply	Electrical Equipment	Turbidity Meter	2012	29/06/2012	$54,721.85	$54,721.85	$4,931.28	$59,653.13	Indemnity	$22,724.80
Queenstown Lakes District Council	Queenstown Lakes District, Otago	10147546	10142614	249823	{D5657136-69A8-42AA-9950-92C7BAD61D7F}	3840 ALICE BURN DRIVE RD 3 CROMWELL 9383	Aib-24	Water Supply	Electrical Equipment	Turbidity Meter	2012	15/12/2012	$54,721.85	$54,721.85	$4,931.28	$59,653.13	Indemnity	$21,209.81
Queenstown Lakes District Council	Queenstown Lakes District, Otago	10147547	10142601	250967	{8B5EA8A0-1142-4E33-8F12-0992C807F3CD}	LAKE ESPLANADE QUEENSTOWN 9300	Aib-24	Water Supply	Electrical Equipment	Turbidity Meter	2009	01/07/2009	$60,161.78	$60,161.78	$5,421.50	$65,583.28	Indemnity	$14,573.93
Queenstown Lakes District Council	Queenstown Lakes District, Otago	10147548	10142591	234179	{8CFCEF46-86CC-4D39-BCE8-AF5BF3F312BF}	OXENBRIDGE TUNNEL ROAD RD 1 QUEENSTOWN 9371	Aib-24	Water Supply	Electrical Equipment	Turbidity Meter	2012	01/12/2012	$54,721.85	$54,721.85	$4,931.28	$59,653.13	Indemnity	$22,724.80
Queenstown Lakes District Council	Queenstown Lakes District, Otago	10147549	10142601	250966	{8B5EA8A0-1142-4E33-8F12-0992C807F3CD}	LAKE ESPLANADE QUEENSTOWN 9300	Aib-24	Water Supply	Electrical Equipment	Turbidity Meter	2009	01/01/2009	$60,161.78	$60,161.78	$5,421.50	$65,583.28	Indemnity	$14,573.93
Queenstown Lakes District Council	Queenstown Lakes District, Otago	10147550	10142591	234178	{8CFCEF46-86CC-4D39-BCE8-AF5BF3F312BF}	OXENBRIDGE TUNNEL ROAD RD 1 QUEENSTOWN 9371	Aib-24	Water Supply	Electrical Equipment	Turbidity Meter	2012	01/12/2012	$54,721.85	$54,721.85	$4,931.28	$59,653.13	Indemnity	$22,724.80
Queenstown Lakes District Council	Queenstown Lakes District, Otago	10147551	10142614	249760	{D5657136-69A8-42AA-9950-92C7BAD61D7F}	3840 ALICE BURN DRIVE RD 3 CROMWELL 9383	Aib-24	Water Supply	Electrical Equipment	Turbidity Meter	2013	01/04/2013	$49,764.47	$49,764.47	$4,484.55	$54,249.02	Indemnity	$21,699.41
Queenstown Lakes District Council	Queenstown Lakes District, Otago	10147553	10142616	209935	{CEB3A98D-56AF-4112-97B4-9788EEBEF95E}	91 WILDING ROAD RD 1 QUEENSTOWN 9371	Aib-24	Water Supply	Electrical Equipment	Turbidity Meter	2002	01/01/2002	$71,198.42	$71,198.42	$6,416.07	$77,614.50	Indemnity	$5,749.17
Queenstown Lakes District Council	Queenstown Lakes District, Otago	10147554	10142591	234180	{8CFCEF46-86CC-4D39-BCE8-AF5BF3F312BF}	OXENBRIDGE TUNNEL ROAD RD 1 QUEENSTOWN 9371	Aib-24	Water Supply	Electrical Equipment	Turbidity Meter	2012	15/12/2012	$54,721.85	$54,721.85	$4,931.28	$59,653.13	Indemnity	$22,724.80
Queenstown Lakes District Council	Queenstown Lakes District, Otago	10147555	10142563	238608	{CB7B9861-B30B-4228-84FC-359A0F479C52}	MARINE PARADE QUEENSTOWN 9300	Aib-24	Sewerage	Electrical Equipment	Flow Indicating Tran	2013	01/04/2013	$48,826.77	$48,826.77	$4,400.04	$53,226.81	Reinstatement	$53,226.81
Queenstown Lakes District Council	Queenstown Lakes District, Otago	10147556	10142563	238606	{CB7B9861-B30B-4228-84FC-359A0F479C52}	MARINE PARADE QUEENSTOWN 9300	Aib-24	Sewerage	Electrical Equipment	Flow Indicating Tran	2013	01/04/2013	$48,826.77	$48,826.77	$4,400.04	$53,226.81	Reinstatement	$53,226.81
Queenstown Lakes District Council	Queenstown Lakes District, Otago	10147557	10142609	3186	{E418C03F-E51F-4F64-BCDB-3076A1CA7AD1}	#N/A	Aib-24	Water Supply	Electrical Equipment	Turbidity Meter	2003	01/01/2003	$68,797.71	$68,797.71	$6,199.73	$74,997.44	Indemnity	$14,814.18
Queenstown Lakes District Council	Queenstown Lakes District, Otago	10147558	10142611	3356	{6AB85459-F98F-4B45-BF58-32E06558AD54}	KIRIMOKO CRESCENT WANAKA 9305	Aib-24	Water Supply	Electrical Equipment	Turbidity Meter	2003	01/01/2003	$68,797.71	$68,797.71	$6,199.73	$74,997.44	Indemnity	$14,814.18
Queenstown Lakes District Council	Queenstown Lakes District, Otago	10147559	10142616	209949	{CEB3A98D-56AF-4112-97B4-9788EEBEF95E}	91 WILDING ROAD RD 1 QUEENSTOWN 9371	Aib-24	Water Supply	TPBS Valves	Solenoid Valve			$2,202.89	$2,202.89	$198.51	$2,401.40	Indemnity	$1,248.52
Queenstown Lakes District Council	Queenstown Lakes District, Otago	10147560	10142616	209948	{CEB3A98D-56AF-4112-97B4-9788EEBEF95E}	91 WILDING ROAD RD 1 QUEENSTOWN 9371	Aib-24	Water Supply	TPBS Valves	Solenoid Valve			$2,202.89	$2,202.89	$198.51	$2,401.40	Indemnity	$1,248.52
Queenstown Lakes District Council	Queenstown Lakes District, Otago	10147561	10142634	209959	{3F54E71F-EAD9-4A6F-B04D-907BB9BDE28F}	28 STRAINS ROAD RD 1 QUEENSTOWN 9371	Aib-24	Sewerage	TPBS Valves	Pressure Reducing Va	2007	01/01/2007	$3,556.06	$3,556.06	$320.46	$3,876.51	Indemnity	$2,340.51
Queenstown Lakes District Council	Queenstown Lakes District, Otago	10147562	10142634	209960	{3F54E71F-EAD9-4A6F-B04D-907BB9BDE28F}	28 STRAINS ROAD RD 1 QUEENSTOWN 9371	Aib-24	Sewerage	TPBS Valves	Pressure Reducing Va	2007	01/01/2007	$3,556.06	$3,556.06	$320.46	$3,876.51	Indemnity	$2,340.51
Queenstown Lakes District Council	Queenstown Lakes District, Otago	10147563	10005510	211009	{B74C0D24-06EC-4EDC-8E19-B118A11D4AFD}	13 CROWS NEST ROAD ARTHURS POINT QUEENSTOWN 9371	Aib-24	Water Supply	TPBS Valves	Air Bleed Valve	1988	01/01/1988	$6,808.31	$6,808.31	$613.53	$7,421.84	Reinstatement	$7,421.84
Queenstown Lakes District Council	Queenstown Lakes District, Otago	10147564	10115350	3083	{B7214F29-F8F6-49EE-BF1D-F3E3B5DC9FDF}	MIDDLESEX STREET ARROWTOWN 9302	Aib-24	Water Supply	TPBS Valves	Air Bleed Valve	2012	20/03/2012	$6,808.31	$6,808.31	$613.53	$7,421.84	Reinstatement	$7,421.84
Queenstown Lakes District Council	Queenstown Lakes District, Otago	10147565	10142625	250029	{6EFDB77B-3B91-437E-8013-7F0743951CC5}	ALBERTOWN	Aib-24	Sewerage	TPBS Valves	Air Bleed Valve	2006	01/06/2006	$6,808.31	$6,808.31	$613.53	$7,421.84	Indemnity	$4,222.17
Queenstown Lakes District Council	Queenstown Lakes District, Otago	10147566	10142589	210530	{B307C4EC-CC6E-407E-9D6C-4861428A5998}	MIDDLESEX STREET ARROWTOWN 9302	Aib-24	Water Supply	TPBS Valves	Air Bleed Valve	1997	01/01/1997	$6,808.31	$6,808.31	$613.53	$7,421.84	Indemnity	$3,236.33
Queenstown Lakes District Council	Queenstown Lakes District, Otago	10147567	10115350	227494	{B7214F29-F8F6-49EE-BF1D-F3E3B5DC9FDF}	MIDDLESEX STREET ARROWTOWN 9302	Aib-24	Water Supply	TPBS Valves	Air Bleed Valve	2012	20/03/2012	$6,808.31	$6,808.31	$613.53	$7,421.84	Reinstatement	$7,421.84
Queenstown Lakes District Council	Queenstown Lakes District, Otago	10147568	10142664	250692	{8B7815F9-F066-4EF4-8660-1250182FF865}	49 FRANKTON ROAD QUEENSTOWN 9300	Aib-24	Water Supply	TPBS Valves	Air Bleed Valve	2014	02/03/2014	$6,808.31	$6,808.31	$613.53	$7,421.84	Indemnity	$5,277.71
Queenstown Lakes District Council	Queenstown Lakes District, Otago	10147569	10142658	237005	{D458CA5E-B986-47C6-AD40-8359B08B7A97}	13 LAKE AVENUE FRANKTON QUEENSTOWN 9300	Aib-24	Sewerage	TPBS Valves	Air Bleed Valve	2012	08/08/2012	$6,808.31	$6,808.31	$613.53	$7,421.84	Reinstatement	$7,421.84
Queenstown Lakes District Council	Queenstown Lakes District, Otago	10147570	10142658	237006	{D458CA5E-B986-47C6-AD40-8359B08B7A97}	13 LAKE AVENUE FRANKTON QUEENSTOWN 9300	Aib-24	Sewerage	TPBS Valves	Air Bleed Valve	2012	08/08/2012	$6,808.31	$6,808.31	$613.53	$7,421.84	Reinstatement	$7,421.84
Queenstown Lakes District Council	Queenstown Lakes District, Otago	10147571	10115350	210526	{B7214F29-F8F6-49EE-BF1D-F3E3B5DC9FDF}	MIDDLESEX STREET ARROWTOWN 9302	Aib-24	Water Supply	TPBS Valves	Valve	2012	20/03/2012	$391.14	$391.14	$35.25	$426.39	Reinstatement	$426.39
Queenstown Lakes District Council	Queenstown Lakes District, Otago	10147572	10142664	250691	{8B7815F9-F066-4EF4-8660-1250182FF865}	49 FRANKTON ROAD QUEENSTOWN 9300	Aib-24	Water Supply	TPBS Valves	Air Bleed Valve	2014	02/03/2014	$6,808.31	$6,808.31	$613.53	$7,421.84	Indemnity	$5,277.71
Queenstown Lakes District Council	Queenstown Lakes District, Otago	10147573	10142597	209997	{E53D3297-9713-4766-9806-99D9683A4DF7}	MANCHESTER PLACE QUEENSTOWN 9300	Aib-24	Water Supply	TPBS Valves	Air Bleed Valve			$6,808.31	$6,808.31	$613.53	$7,421.84	Indemnity	$1,099.52
Queenstown Lakes District Council	Queenstown Lakes District, Otago	10147574	10143002	224702	{465BBA9D-A72B-4141-95A1-6042907D1F05}	224 MCDONNELL ROAD RD 1 QUEENSTOWN 9371	Aib-24	Sewerage	Electrical Equipment	Soft Starter			$9,525.24	$9,525.24	$858.37	$10,383.61	Indemnity	$879.03
Queenstown Lakes District Council	Queenstown Lakes District, Otago	10147575	10142636	209998	{E72E6318-3003-43F2-9F40-D8239F7AA13D}	28 STRAINS ROAD RD 1 QUEENSTOWN 9371	Aib-24	Water Supply	Electrical Equipment	Variable Speed Drive			$17,943.26	$17,943.26	$1,616.96	$19,560.23	Indemnity	$3,311.76
Queenstown Lakes District Council	Queenstown Lakes District, Otago	10147576	10142636	209999	{E72E6318-3003-43F2-9F40-D8239F7AA13D}	28 STRAINS ROAD RD 1 QUEENSTOWN 9371	Aib-24	Water Supply	Electrical Equipment	Variable Speed Drive			$17,943.26	$17,943.26	$1,616.96	$19,560.23	Indemnity	$3,311.76
Queenstown Lakes District Council	Queenstown Lakes District, Otago	10147577	10142636	210001	{E72E6318-3003-43F2-9F40-D8239F7AA13D}	28 STRAINS ROAD RD 1 QUEENSTOWN 9371	Aib-24	Water Supply	Electrical Equipment	Variable Speed Drive			$24,233.31	$24,233.31	$2,183.79	$26,417.10	Indemnity	$4,472.70
Queenstown Lakes District Council	Queenstown Lakes District, Otago	10147578	10142636	210000	{E72E6318-3003-43F2-9F40-D8239F7AA13D}	28 STRAINS ROAD RD 1 QUEENSTOWN 9371	Aib-24	Water Supply	Electrical Equipment	Variable Speed Drive			$17,943.26	$17,943.26	$1,616.96	$19,560.23	Indemnity	$3,311.76
Queenstown Lakes District Council	Queenstown Lakes District, Otago	10147579	10142597	210020	{E53D3297-9713-4766-9806-99D9683A4DF7}	MANCHESTER PLACE QUEENSTOWN 9300	Aib-24	Water Supply	Electrical Equipment	Pressure Transducer	1989	01/01/1989	$1,963.97	$1,963.97	$176.98	$2,140.95	Indemnity	$102.87
Queenstown Lakes District Council	Queenstown Lakes District, Otago	10147580	10115353	210026	{2D3FFBC7-C77D-428F-820C-9B0B5CB0AE1A}	VANCOUVER DRIVE QUEENSTOWN 9300	Aib-24	Water Supply	Electrical Equipment	Pressure Transducer			$1,963.97	$1,963.97	$176.98	$2,140.95	Reinstatement	$2,140.95
Queenstown Lakes District Council	Queenstown Lakes District, Otago	10147581	10115352	210044	{BBA4219C-0FF4-496F-B1E2-F27090A5983E}	MANCHESTER PLACE QUEENSTOWN 9300	Aib-24	Water Supply	Electrical Equipment	Pressure Transducer			$1,963.97	$1,963.97	$176.98	$2,140.95	Reinstatement	$2,140.95
Queenstown Lakes District Council	Queenstown Lakes District, Otago	10147582	10142636	210063	{E72E6318-3003-43F2-9F40-D8239F7AA13D}	28 STRAINS ROAD RD 1 QUEENSTOWN 9371	Aib-24	Water Supply	TPBS Valves	Valve	2007	01/01/2007	$977.06	$977.06	$88.05	$1,065.11	Indemnity	$643.08
Queenstown Lakes District Council	Queenstown Lakes District, Otago	10147583	10142636	210064	{E72E6318-3003-43F2-9F40-D8239F7AA13D}	28 STRAINS ROAD RD 1 QUEENSTOWN 9371	Aib-24	Water Supply	TPBS Valves	Valve	2007	01/01/2007	$977.06	$977.06	$88.05	$1,065.11	Indemnity	$643.08
Queenstown Lakes District Council	Queenstown Lakes District, Otago	10147584	10142636	210062	{E72E6318-3003-43F2-9F40-D8239F7AA13D}	28 STRAINS ROAD RD 1 QUEENSTOWN 9371	Aib-24	Water Supply	TPBS Valves	Valve	2007	01/01/2007	$977.06	$977.06	$88.05	$1,065.11	Indemnity	$643.08
Queenstown Lakes District Council	Queenstown Lakes District, Otago	10147585	10142636	210060	{E72E6318-3003-43F2-9F40-D8239F7AA13D}	28 STRAINS ROAD RD 1 QUEENSTOWN 9371	Aib-24	Water Supply	TPBS Valves	Valve	2007	01/01/2007	$977.06	$977.06	$88.05	$1,065.11	Indemnity	$643.08
Queenstown Lakes District Council	Queenstown Lakes District, Otago	10147586	10142636	210065	{E72E6318-3003-43F2-9F40-D8239F7AA13D}	28 STRAINS ROAD RD 1 QUEENSTOWN 9371	Aib-24	Water Supply	TPBS Valves	Valve	2007	01/01/2007	$2,148.86	$2,148.86	$193.65	$2,342.51	Indemnity	$1,414.33
Queenstown Lakes District Council	Queenstown Lakes District, Otago	10147587	10142636	210059	{E72E6318-3003-43F2-9F40-D8239F7AA13D}	28 STRAINS ROAD RD 1 QUEENSTOWN 9371	Aib-24	Water Supply	TPBS Valves	Valve	2007	01/01/2007	$977.06	$977.06	$88.05	$1,065.11	Indemnity	$643.08
Queenstown Lakes District Council	Queenstown Lakes District, Otago	10147588	10142636	210066	{E72E6318-3003-43F2-9F40-D8239F7AA13D}	28 STRAINS ROAD RD 1 QUEENSTOWN 9371	Aib-24	Water Supply	TPBS Valves	Valve	2007	01/01/2007	$2,148.86	$2,148.86	$193.65	$2,342.51	Indemnity	$1,414.33
Queenstown Lakes District Council	Queenstown Lakes District, Otago	10147589	10142636	210061	{E72E6318-3003-43F2-9F40-D8239F7AA13D}	28 STRAINS ROAD RD 1 QUEENSTOWN 9371	Aib-24	Water Supply	TPBS Valves	Valve	2007	01/01/2007	$977.06	$977.06	$88.05	$1,065.11	Indemnity	$643.08
Queenstown Lakes District Council	Queenstown Lakes District, Otago	10147590	10142631	210077	{AF6301FF-6B9D-4DB1-B65E-270D91236E4D}	215 TUCKER BEACH ROAD RD 1 QUEENSTOWN 9371	Aib-24	Sewerage	Electrical Equipment	Switchboard	2010	01/05/2010	$48,214.04	$48,214.04	$4,344.83	$52,558.87	Indemnity	$15,572.86
Queenstown Lakes District Council	Queenstown Lakes District, Otago	10147591	10142631	210084	{AF6301FF-6B9D-4DB1-B65E-270D91236E4D}	215 TUCKER BEACH ROAD RD 1 QUEENSTOWN 9371	Aib-24	Sewerage	TPBS Valves	Non Return Valve	2010	01/05/2010	$4,297.75	$4,297.75	$387.29	$4,685.04	Indemnity	$3,064.40
Queenstown Lakes District Council	Queenstown Lakes District, Otago	10147592	10142631	210086	{AF6301FF-6B9D-4DB1-B65E-270D91236E4D}	215 TUCKER BEACH ROAD RD 1 QUEENSTOWN 9371	Aib-24	Sewerage	Structures	Emergency Storage	2010	01/05/2010	$48,005.70	$48,005.70	$4,326.05	$52,331.75	Indemnity	$40,314.47
Queenstown Lakes District Council	Queenstown Lakes District, Otago	10147593	10142585	3013	{767761CE-6F02-4C52-82D7-98197697E501}	WANAKA-MOUNT ASPIRING ROAD WANAKA 9382	Aib-24	Water Supply	TPBS Valves	Valve	1997	01/01/1997	$2,929.53	$2,929.53	$264.00	$3,193.53	Indemnity	$1,241.92
Queenstown Lakes District Council	Queenstown Lakes District, Otago	10147594	10142582	225490	{477EA4C2-25BA-4D6A-BEC9-539B3FCAF720}	BEACON POINT ROAD WANAKA 9305	Aib-24	Water Supply	Structures	Mechanical Screen	2011	06/10/2011	$118,689.78	$118,689.78	$10,695.78	$129,385.56	Reinstatement	$129,385.56
Queenstown Lakes District Council	Queenstown Lakes District, Otago	10147595	10142582	210567	{477EA4C2-25BA-4D6A-BEC9-539B3FCAF720}	BEACON POINT ROAD WANAKA 9305	Aib-24	Water Supply	Structures	Mechanical Screen	2009	01/01/2009	$118,689.78	$118,689.78	$10,695.78	$129,385.56	Reinstatement	$129,385.56
Queenstown Lakes District Council	Queenstown Lakes District, Otago	10147596	10005510	211022	{B74C0D24-06EC-4EDC-8E19-B118A11D4AFD}	13 CROWS NEST ROAD ARTHURS POINT QUEENSTOWN 9371	Aib-24	Water Supply	Heater	Heater			$2,248.69	$2,248.69	$202.64	$2,451.33	Reinstatement	$2,451.33
Queenstown Lakes District Council	Queenstown Lakes District, Otago	10147597	10142558	206892	{8140ABC2-039A-4444-AE36-570292AD2576}	13 LAKE AVENUE FRANKTON QUEENSTOWN 9300	Aib-24	Sewerage	Heater	Heater			$2,248.69	$2,248.69	$202.64	$2,451.33	Indemnity	$83.81
Queenstown Lakes District Council	Queenstown Lakes District, Otago	10147598	10142600	210577	{EA00FD14-D04D-4FB9-A0BA-93E642E8E429}	PENINSULA ROAD KELVIN HEIGHTS QUEENSTOWN 9300	Aib-24	Water Supply	Fan	Fan	1984	01/01/1984	$2,368.70	$2,368.70	$213.46	$2,582.16	Indemnity	$109.30
Queenstown Lakes District Council	Queenstown Lakes District, Otago	10147599	10142619	210635	{89034D7D-5C5D-4987-9FB3-9F51E14509EE}	PENINSULA ROAD KELVIN HEIGHTS QUEENSTOWN 9300	Aib-24	Water Supply	TPBS Valves	Isolating Valve			$3,125.92	$3,125.92	$281.69	$3,407.62	Indemnity	$144.24
Queenstown Lakes District Council	Queenstown Lakes District, Otago	10147600	10142619	210634	{89034D7D-5C5D-4987-9FB3-9F51E14509EE}	PENINSULA ROAD KELVIN HEIGHTS QUEENSTOWN 9300	Aib-24	Water Supply	TPBS Valves	Isolating Valve			$3,125.92	$3,125.92	$281.69	$3,407.62	Indemnity	$144.24
Queenstown Lakes District Council	Queenstown Lakes District, Otago	10147601	10142619	210633	{89034D7D-5C5D-4987-9FB3-9F51E14509EE}	PENINSULA ROAD KELVIN HEIGHTS QUEENSTOWN 9300	Aib-24	Water Supply	TPBS Valves	Isolating Valve			$3,125.92	$3,125.92	$281.69	$3,407.62	Indemnity	$144.24
Queenstown Lakes District Council	Queenstown Lakes District, Otago	10147602	10142658	237002	{D458CA5E-B986-47C6-AD40-8359B08B7A97}	13 LAKE AVENUE FRANKTON QUEENSTOWN 9300	Aib-24	Sewerage	TPBS Valves	Non Return Valve	2012	08/08/2012	$4,883.64	$4,883.64	$440.09	$5,323.73	Reinstatement	$5,323.73
Queenstown Lakes District Council	Queenstown Lakes District, Otago	10147603	10005517	250944	{92E161FC-4B0B-4C0F-858E-29A31DE8986E}	GLENORCHY-QUEENSTOWN ROAD CLOSEBURN QUEENSTOWN 9371	Aib-24	Water Supply	TPBS Valves	Valve	2015	01/02/2015	$5,860.70	$5,860.70	$528.14	$6,388.84	Reinstatement	$6,388.84
Queenstown Lakes District Council	Queenstown Lakes District, Otago	10147604	10005515	245908	{81EA6156-D946-49F2-91E7-F71F1D8BDBE5}	PENINSULA ROAD KELVIN HEIGHTS QUEENSTOWN 9300	Aib-24	Water Supply	TPBS Valves	Valve	1990	01/01/1990	$5,860.70	$5,860.70	$528.14	$6,388.84	Reinstatement	$6,388.84
Queenstown Lakes District Council	Queenstown Lakes District, Otago	10147605	10142558	249744	{8140ABC2-039A-4444-AE36-570292AD2576}	13 LAKE AVENUE FRANKTON QUEENSTOWN 9300	Aib-24	Sewerage	TPBS Valves	Valve	2014	27/07/2014	$3,906.59	$3,906.59	$352.04	$4,258.64	Indemnity	$3,028.34
Queenstown Lakes District Council	Queenstown Lakes District, Otago	10147606	10142558	249742	{8140ABC2-039A-4444-AE36-570292AD2576}	13 LAKE AVENUE FRANKTON QUEENSTOWN 9300	Aib-24	Sewerage	TPBS Valves	Valve	2014	01/05/2014	$3,906.59	$3,906.59	$352.04	$4,258.64	Indemnity	$3,028.34
Queenstown Lakes District Council	Queenstown Lakes District, Otago	10147607	10142577	245956	{9936C7C0-C45B-4D68-A288-0AB32482126A}	LAKESIDE ROAD	Aib-24	Sewerage	TPBS Valves	Valve	2013	13/12/2013	$3,906.59	$3,906.59	$352.04	$4,258.64	Indemnity	$2,952.63
Queenstown Lakes District Council	Queenstown Lakes District, Otago	10147608	10005515	245907	{81EA6156-D946-49F2-91E7-F71F1D8BDBE5}	PENINSULA ROAD KELVIN HEIGHTS QUEENSTOWN 9300	Aib-24	Water Supply	TPBS Valves	Valve	1990	01/01/1990	$5,860.70	$5,860.70	$528.14	$6,388.84	Reinstatement	$6,388.84
Queenstown Lakes District Council	Queenstown Lakes District, Otago	10147609	10005515	3091	{81EA6156-D946-49F2-91E7-F71F1D8BDBE5}	PENINSULA ROAD KELVIN HEIGHTS QUEENSTOWN 9300	Aib-24	Water Supply	TPBS Valves	Valve	2001	01/01/2001	$8,790.24	$8,790.24	$792.14	$9,582.37	Reinstatement	$9,582.37
Queenstown Lakes District Council	Queenstown Lakes District, Otago	10147610	10005515	245909	{81EA6156-D946-49F2-91E7-F71F1D8BDBE5}	PENINSULA ROAD KELVIN HEIGHTS QUEENSTOWN 9300	Aib-24	Water Supply	TPBS Valves	Valve	1988	01/01/1988	$5,860.70	$5,860.70	$528.14	$6,388.84	Reinstatement	$6,388.84
Queenstown Lakes District Council	Queenstown Lakes District, Otago	10147611	10142577	245955	{9936C7C0-C45B-4D68-A288-0AB32482126A}	LAKESIDE ROAD	Aib-24	Sewerage	TPBS Valves	Valve	2013	13/12/2013	$3,906.59	$3,906.59	$352.04	$4,258.64	Indemnity	$2,952.63
Queenstown Lakes District Council	Queenstown Lakes District, Otago	10147612	10142602	250935	{9C18173E-1F6A-44D4-8785-624992AA7CD5}	GLENORCHY-QUEENSTOWN ROAD CLOSEBURN QUEENSTOWN 9371	Aib-24	Water Supply	TPBS Valves	Valve	2015	01/03/2015	$5,860.70	$5,860.70	$528.14	$6,388.84	Indemnity	$4,656.72
Queenstown Lakes District Council	Queenstown Lakes District, Otago	10147613	10142658	237003	{D458CA5E-B986-47C6-AD40-8359B08B7A97}	13 LAKE AVENUE FRANKTON QUEENSTOWN 9300	Aib-24	Sewerage	TPBS Valves	Non Return Valve	2012	08/08/2012	$5,469.55	$5,469.55	$492.89	$5,962.44	Reinstatement	$5,962.44
Queenstown Lakes District Council	Queenstown Lakes District, Otago	10147614	10005514	3128	{EA915F74-A6A1-4E7C-A7A0-796A7D28CF2B}	GLENORCHY-QUEENSTOWN ROAD CLOSEBURN QUEENSTOWN 9371	Aib-24	Water Supply	TPBS Valves	Valve	2000	01/01/2000	$4,101.35	$4,101.35	$369.59	$4,470.94	Reinstatement	$4,470.94
Queenstown Lakes District Council	Queenstown Lakes District, Otago	10147615	10142558	249741	{8140ABC2-039A-4444-AE36-570292AD2576}	13 LAKE AVENUE FRANKTON QUEENSTOWN 9300	Aib-24	Sewerage	TPBS Valves	Valve	2014	01/05/2014	$3,906.59	$3,906.59	$352.04	$4,258.64	Indemnity	$3,028.34
Queenstown Lakes District Council	Queenstown Lakes District, Otago	10147616	10142558	249743	{8140ABC2-039A-4444-AE36-570292AD2576}	13 LAKE AVENUE FRANKTON QUEENSTOWN 9300	Aib-24	Sewerage	TPBS Valves	Valve	2014	01/05/2014	$3,906.59	$3,906.59	$352.04	$4,258.64	Indemnity	$3,028.34
Queenstown Lakes District Council	Queenstown Lakes District, Otago	10147617	10005514	3129	{EA915F74-A6A1-4E7C-A7A0-796A7D28CF2B}	GLENORCHY-QUEENSTOWN ROAD CLOSEBURN QUEENSTOWN 9371	Aib-24	Water Supply	TPBS Valves	Valve	2000	01/01/2000	$4,101.35	$4,101.35	$369.59	$4,470.94	Reinstatement	$4,470.94
Queenstown Lakes District Council	Queenstown Lakes District, Otago	10147618	10142613	245827	{A8583AED-3506-4687-84A0-9DB24649ADD6}	WANAKA-MOUNT ASPIRING ROAD WANAKA 9382	Aib-24	Water Supply	Electrical Equipment	Temperature Indicato	2013	01/10/2013	$1,315.24	$1,315.24	$118.52	$1,433.77	Indemnity	$573.50
Queenstown Lakes District Council	Queenstown Lakes District, Otago	10147619	10142611	245965	{6AB85459-F98F-4B45-BF58-32E06558AD54}	KIRIMOKO CRESCENT WANAKA 9305	Aib-24	Water Supply	Electrical Equipment	Temperature Indicato	2013	01/10/2013	$1,315.24	$1,315.24	$118.52	$1,433.77	Indemnity	$573.50
Queenstown Lakes District Council	Queenstown Lakes District, Otago	10147620	10142548	244067	{11D272C7-95C7-40F1-AB59-FC7B0216C5DD}	NORFOLK STREET	Aib-24	Sewerage	Electrical Equipment	Level Control	2013	04/03/2013	$29,670.53	$29,670.53	$2,673.77	$32,344.30	Indemnity	$12,937.61
Queenstown Lakes District Council	Queenstown Lakes District, Otago	10147621	10142604	210855	{14EF4B20-0465-4DBA-8FFE-97C7DBFF07C5}	DOMAIN ROAD RD 2 WANAKA 9382	Aib-24	Sewerage	Pipework	Pipework			$2,220.52	$2,220.52	$200.10	$2,420.62	Indemnity	$922.13
Queenstown Lakes District Council	Queenstown Lakes District, Otago	10147622	10142604	210851	{14EF4B20-0465-4DBA-8FFE-97C7DBFF07C5}	DOMAIN ROAD RD 2 WANAKA 9382	Aib-24	Sewerage	Pipework	Pipework			$2,220.52	$2,220.52	$200.10	$2,420.62	Indemnity	$922.13
Queenstown Lakes District Council	Queenstown Lakes District, Otago	10147623	10142604	210853	{14EF4B20-0465-4DBA-8FFE-97C7DBFF07C5}	DOMAIN ROAD RD 2 WANAKA 9382	Aib-24	Sewerage	Pipework	Pipework			$2,220.52	$2,220.52	$200.10	$2,420.62	Indemnity	$922.13
Queenstown Lakes District Council	Queenstown Lakes District, Otago	10147624	10142604	210854	{14EF4B20-0465-4DBA-8FFE-97C7DBFF07C5}	DOMAIN ROAD RD 2 WANAKA 9382	Aib-24	Sewerage	Pipework	Pipework			$2,220.52	$2,220.52	$200.10	$2,420.62	Indemnity	$922.13
Queenstown Lakes District Council	Queenstown Lakes District, Otago	10147625	10142604	210852	{14EF4B20-0465-4DBA-8FFE-97C7DBFF07C5}	DOMAIN ROAD RD 2 WANAKA 9382	Aib-24	Sewerage	Pipework	Pipework			$2,220.52	$2,220.52	$200.10	$2,420.62	Indemnity	$922.13
Queenstown Lakes District Council	Queenstown Lakes District, Otago	10147626	10142611	210858	{6AB85459-F98F-4B45-BF58-32E06558AD54}	KIRIMOKO CRESCENT WANAKA 9305	Aib-24	Water Supply	Filter	Filter			$20,044.44	$20,044.44	$1,806.31	$21,850.75	Indemnity	$1,688.93
Queenstown Lakes District Council	Queenstown Lakes District, Otago	10147627	10142611	210740	{6AB85459-F98F-4B45-BF58-32E06558AD54}	KIRIMOKO CRESCENT WANAKA 9305	Aib-24	Water Supply	Filter	Filter			$20,044.44	$20,044.44	$1,806.31	$21,850.75	Indemnity	$1,688.93
Queenstown Lakes District Council	Queenstown Lakes District, Otago	10147628	10142611	210735	{6AB85459-F98F-4B45-BF58-32E06558AD54}	KIRIMOKO CRESCENT WANAKA 9305	Aib-24	Water Supply	Filter	Filter			$20,044.44	$20,044.44	$1,806.31	$21,850.75	Indemnity	$1,688.93
Queenstown Lakes District Council	Queenstown Lakes District, Otago	10147629	10142637	210864	{8F07E1B9-9906-497F-97AE-1A5275B5D8FC}	707 WANAKA-LUGGATE HIGHWAY RD 2 WANAKA 9382	Aib-24	Water Supply	TPBS Valves	Isolating Valve			$3,125.92	$3,125.92	$281.69	$3,407.62	Indemnity	$2,057.41
Queenstown Lakes District Council	Queenstown Lakes District, Otago	10147630	10142611	210748	{6AB85459-F98F-4B45-BF58-32E06558AD54}	KIRIMOKO CRESCENT WANAKA 9305	Aib-24	Water Supply	Misc	Chlorine Weigh Pads			$44,973.73	$44,973.73	$4,052.83	$49,026.56	Indemnity	$3,789.46
Queenstown Lakes District Council	Queenstown Lakes District, Otago	10147631	10142611	210749	{6AB85459-F98F-4B45-BF58-32E06558AD54}	KIRIMOKO CRESCENT WANAKA 9305	Aib-24	Water Supply	Misc	Chlorine Weigh Pads			$44,973.73	$44,973.73	$4,052.83	$49,026.56	Indemnity	$3,789.46
Queenstown Lakes District Council	Queenstown Lakes District, Otago	10147632	10142608	210888	{EC813BBC-0598-4A04-85B0-910A34B3C69A}	4 SHOTOVER DELTA ROAD LOWER SHOTOVER QUEENSTOWN 9304	Aib-24	Sewerage	TPBS Valves	Valve			$11,718.13	$11,718.13	$1,055.98	$12,774.12	Reinstatement	$12,774.12
Queenstown Lakes District Council	Queenstown Lakes District, Otago	10147633	10142608	210887	{EC813BBC-0598-4A04-85B0-910A34B3C69A}	4 SHOTOVER DELTA ROAD LOWER SHOTOVER QUEENSTOWN 9304	Aib-24	Sewerage	TPBS Valves	Valve			$11,718.13	$11,718.13	$1,055.98	$12,774.12	Reinstatement	$12,774.12
Queenstown Lakes District Council	Queenstown Lakes District, Otago	10147634	10142608	210895	{EC813BBC-0598-4A04-85B0-910A34B3C69A}	4 SHOTOVER DELTA ROAD LOWER SHOTOVER QUEENSTOWN 9304	Aib-24	Sewerage	TPBS Valves	Valve			$11,718.13	$11,718.13	$1,055.98	$12,774.12	Reinstatement	$12,774.12
Queenstown Lakes District Council	Queenstown Lakes District, Otago	10147635	10142608	210893	{EC813BBC-0598-4A04-85B0-910A34B3C69A}	4 SHOTOVER DELTA ROAD LOWER SHOTOVER QUEENSTOWN 9304	Aib-24	Sewerage	TPBS Valves	Valve			$11,718.13	$11,718.13	$1,055.98	$12,774.12	Reinstatement	$12,774.12
Queenstown Lakes District Council	Queenstown Lakes District, Otago	10147636	10142608	210897	{EC813BBC-0598-4A04-85B0-910A34B3C69A}	4 SHOTOVER DELTA ROAD LOWER SHOTOVER QUEENSTOWN 9304	Aib-24	Sewerage	TPBS Valves	Valve			$11,718.13	$11,718.13	$1,055.98	$12,774.12	Reinstatement	$12,774.12
Queenstown Lakes District Council	Queenstown Lakes District, Otago	10147637	10142608	210891	{EC813BBC-0598-4A04-85B0-910A34B3C69A}	4 SHOTOVER DELTA ROAD LOWER SHOTOVER QUEENSTOWN 9304	Aib-24	Sewerage	TPBS Valves	Valve			$11,718.13	$11,718.13	$1,055.98	$12,774.12	Reinstatement	$12,774.12
Queenstown Lakes District Council	Queenstown Lakes District, Otago	10147638	10142608	210896	{EC813BBC-0598-4A04-85B0-910A34B3C69A}	4 SHOTOVER DELTA ROAD LOWER SHOTOVER QUEENSTOWN 9304	Aib-24	Sewerage	TPBS Valves	Valve			$11,718.13	$11,718.13	$1,055.98	$12,774.12	Reinstatement	$12,774.12
Queenstown Lakes District Council	Queenstown Lakes District, Otago	10147639	10142608	210894	{EC813BBC-0598-4A04-85B0-910A34B3C69A}	4 SHOTOVER DELTA ROAD LOWER SHOTOVER QUEENSTOWN 9304	Aib-24	Sewerage	TPBS Valves	Valve			$11,718.13	$11,718.13	$1,055.98	$12,774.12	Reinstatement	$12,774.12
Queenstown Lakes District Council	Queenstown Lakes District, Otago	10147640	10142608	210910	{EC813BBC-0598-4A04-85B0-910A34B3C69A}	4 SHOTOVER DELTA ROAD LOWER SHOTOVER QUEENSTOWN 9304	Aib-24	Sewerage	Miscellaneous	Pressure Washer	2006	01/01/2006	$6,043.35	$6,043.35	$544.60	$6,587.94	Reinstatement	$6,587.94
Queenstown Lakes District Council	Queenstown Lakes District, Otago	10147641	10142608	210911	{EC813BBC-0598-4A04-85B0-910A34B3C69A}	4 SHOTOVER DELTA ROAD LOWER SHOTOVER QUEENSTOWN 9304	Aib-24	Sewerage	Miscellaneous	Pressure Washer	2006	01/01/2006	$6,043.35	$6,043.35	$544.60	$6,587.94	Reinstatement	$6,587.94
Queenstown Lakes District Council	Queenstown Lakes District, Otago	10147642	10142608	210908	{EC813BBC-0598-4A04-85B0-910A34B3C69A}	4 SHOTOVER DELTA ROAD LOWER SHOTOVER QUEENSTOWN 9304	Aib-24	Sewerage	Miscellaneous	Pressure Washer	2006	01/01/2006	$6,043.35	$6,043.35	$544.60	$6,587.94	Reinstatement	$6,587.94
Queenstown Lakes District Council	Queenstown Lakes District, Otago	10147643	10142608	210909	{EC813BBC-0598-4A04-85B0-910A34B3C69A}	4 SHOTOVER DELTA ROAD LOWER SHOTOVER QUEENSTOWN 9304	Aib-24	Sewerage	Miscellaneous	Pressure Washer	2006	01/01/2006	$6,043.35	$6,043.35	$544.60	$6,587.94	Reinstatement	$6,587.94
Queenstown Lakes District Council	Queenstown Lakes District, Otago	10147644	10142608	210923	{EC813BBC-0598-4A04-85B0-910A34B3C69A}	4 SHOTOVER DELTA ROAD LOWER SHOTOVER QUEENSTOWN 9304	Aib-24	Sewerage	Flow Meter	Flowmeter	1994	01/01/1994	$29,163.96	$29,163.96	$2,628.12	$31,792.08	Reinstatement	$31,792.08
Queenstown Lakes District Council	Queenstown Lakes District, Otago	10147645	10142876	211062	{4566FF46-0962-4B49-ADCE-972A1DB7736F}	#N/A	Aib-24	Sewerage	Electrical Equipment	Computer	2010	28/09/2010	$4,637.92	$4,637.92	$417.95	$5,055.87	Indemnity	$561.76
Queenstown Lakes District Council	Queenstown Lakes District, Otago	10147646	10142876	211061	{4566FF46-0962-4B49-ADCE-972A1DB7736F}	#N/A	Aib-24	Sewerage	Electrical Equipment	Computer	2010	28/09/2010	$4,637.92	$4,637.92	$417.95	$5,055.87	Indemnity	$561.76
Queenstown Lakes District Council	Queenstown Lakes District, Otago	10147647	10142876	232142	{4566FF46-0962-4B49-ADCE-972A1DB7736F}	#N/A	Aib-24	Sewerage	Electrical Equipment	Computer	2012	15/03/2012	$4,637.92	$4,637.92	$417.95	$5,055.87	Indemnity	$642.01
Queenstown Lakes District Council	Queenstown Lakes District, Otago	10147648	10142876	211060	{4566FF46-0962-4B49-ADCE-972A1DB7736F}	#N/A	Aib-24	Sewerage	Electrical Equipment	Computer	2010	28/09/2010	$4,637.92	$4,637.92	$417.95	$5,055.87	Indemnity	$561.76
Queenstown Lakes District Council	Queenstown Lakes District, Otago	10147650	10142632	214892	{BE622366-B21E-40B0-B52D-0BD9DAF4CACE}	BROADVIEW RISE	Aib-24	Water Supply	Structures	Surge Tank	2010	30/11/2010	$4,367.46	$4,367.46	$393.58	$4,761.03	Indemnity	$1,410.66
Queenstown Lakes District Council	Queenstown Lakes District, Otago	10147651	10142602	250910	{9C18173E-1F6A-44D4-8785-624992AA7CD5}	GLENORCHY-QUEENSTOWN ROAD CLOSEBURN QUEENSTOWN 9371	Aib-24	Water Supply	Electrical Equipment	Variable Speed Drive	2015	01/03/2015	$29,672.50	$29,672.50	$2,673.95	$32,346.45	Indemnity	$15,813.68
Queenstown Lakes District Council	Queenstown Lakes District, Otago	10147652	10142602	215972	{9C18173E-1F6A-44D4-8785-624992AA7CD5}	GLENORCHY-QUEENSTOWN ROAD CLOSEBURN QUEENSTOWN 9371	Aib-24	Water Supply	Electrical Equipment	Variable Speed Drive	2010	22/12/2010	$31,565.23	$31,565.23	$2,844.51	$34,409.75	Indemnity	$10,195.39
Queenstown Lakes District Council	Queenstown Lakes District, Otago	10147653	10142637	230962	{8F07E1B9-9906-497F-97AE-1A5275B5D8FC}	707 WANAKA-LUGGATE HIGHWAY RD 2 WANAKA 9382	Aib-24	Water Supply	Electrical Equipment	Variable Speed Drive	2012	31/05/2012	$18,067.36	$18,067.36	$1,628.15	$19,695.51	Indemnity	$7,502.98
Queenstown Lakes District Council	Queenstown Lakes District, Otago	10147655	10142618	250901	{96F6CEAE-D7DD-480B-B9D7-E0E01956C4B0}	HOWARDS DRIVE LAKE HAYES QUEENSTOWN 9304	Aib-24	Water Supply	Filter	Filter	2014	01/12/2014	$20,044.44	$20,044.44	$1,806.31	$21,850.75	Indemnity	$9,711.36
Queenstown Lakes District Council	Queenstown Lakes District, Otago	10147656	10142612	217494	{DDCEFCDD-2583-405A-963C-820BA4D54166}	PLANTATION ROAD WANAKA 9305	Aib-24	Water Supply	Electrical Equipment	Chlorine Analyser			$55,804.78	$55,804.78	$5,028.87	$60,833.65	Indemnity	$2,703.69
Queenstown Lakes District Council	Queenstown Lakes District, Otago	10147657	10142604	210819	{14EF4B20-0465-4DBA-8FFE-97C7DBFF07C5}	DOMAIN ROAD RD 2 WANAKA 9382	Aib-24	Sewerage	TPBS Valves	Valve	2010	01/08/2010	$1,954.12	$1,954.12	$176.10	$2,130.22	Indemnity	$1,393.34
Queenstown Lakes District Council	Queenstown Lakes District, Otago	10147658	10005502	222609	{84C8126C-EBB5-4246-9907-805214BDAA39}	LAKE HAWEA-ALBERT TOWN ROAD RD 2 WANAKA 9382	Aib-24	Water Supply	Structures	Reservoir	2011	10/06/2011	$11,343.95	$11,343.95	$1,022.26	$12,366.21	Reinstatement	$12,366.21
Queenstown Lakes District Council	Queenstown Lakes District, Otago	10147659	10142570	240787	{283346DB-8540-479B-98EA-91BF99CFB657}	HAWEA ESPLANADE	Aib-24	Sewerage	Pumps	Pump	2013	08/05/2013	$21,029.76	$21,029.76	$1,895.11	$22,924.87	Indemnity	$9,703.56
Queenstown Lakes District Council	Queenstown Lakes District, Otago	10147660	10142570	240786	{283346DB-8540-479B-98EA-91BF99CFB657}	HAWEA ESPLANADE	Aib-24	Sewerage	Pumps	Pump	2013	01/05/2013	$21,029.76	$21,029.76	$1,895.11	$22,924.87	Indemnity	$9,703.56
Queenstown Lakes District Council	Queenstown Lakes District, Otago	10147661	10142577	244627	{9936C7C0-C45B-4D68-A288-0AB32482126A}	LAKESIDE ROAD	Aib-24	Sewerage	Pumps	Pump	2013	02/12/2013	$162,492.78	$162,492.78	$14,643.10	$177,135.88	Indemnity	$70,853.72
Queenstown Lakes District Council	Queenstown Lakes District, Otago	10147662	10142658	237001	{D458CA5E-B986-47C6-AD40-8359B08B7A97}	13 LAKE AVENUE FRANKTON QUEENSTOWN 9300	Aib-24	Sewerage	Pumps	Pump	2012	08/08/2012	$172,101.74	$172,101.74	$15,509.02	$187,610.76	Reinstatement	$187,610.76
Queenstown Lakes District Council	Queenstown Lakes District, Otago	10147663	10142577	244628	{9936C7C0-C45B-4D68-A288-0AB32482126A}	LAKESIDE ROAD	Aib-24	Sewerage	Pumps	Pump	2013	02/12/2013	$162,492.78	$162,492.78	$14,643.10	$177,135.88	Indemnity	$70,853.72
Queenstown Lakes District Council	Queenstown Lakes District, Otago	10147261	10142564	3654	{BFBFBB84-D102-4ACA-8418-8B4EB42050A5}	PARK STREET QUEENSTOWN 9300	Aib-24	Sewerage	Electrical Equipment	Switchboard	1997	01/01/1997	$0.00	$0.00	$0.00	$0.00	Indemnity	$0.00
Queenstown Lakes District Council	Queenstown Lakes District, Otago	10147664	10142658	237000	{D458CA5E-B986-47C6-AD40-8359B08B7A97}	13 LAKE AVENUE FRANKTON QUEENSTOWN 9300	Aib-24	Sewerage	Pumps	Pump	2012	08/08/2012	$172,101.74	$172,101.74	$15,509.02	$187,610.76	Reinstatement	$187,610.76
Queenstown Lakes District Council	Queenstown Lakes District, Otago	10147665	10142549	224295	{9A5BC8CC-0C45-4D57-96DC-3C687931084D}	109 MCDONNELL ROAD ARROWTOWN 9302	Aib-24	Sewerage	Pumps	Pump	2011	04/07/2011	$20,331.30	$20,331.30	$1,832.16	$22,163.46	Indemnity	$7,505.02
Queenstown Lakes District Council	Queenstown Lakes District, Otago	10147666	10142549	224296	{9A5BC8CC-0C45-4D57-96DC-3C687931084D}	109 MCDONNELL ROAD ARROWTOWN 9302	Aib-24	Sewerage	Pumps	Pump	2011	04/07/2011	$20,331.30	$20,331.30	$1,832.16	$22,163.46	Indemnity	$7,505.02
Queenstown Lakes District Council	Queenstown Lakes District, Otago	10147667	10142549	224324	{9A5BC8CC-0C45-4D57-96DC-3C687931084D}	109 MCDONNELL ROAD ARROWTOWN 9302	Aib-24	Sewerage	Electrical Equipment	Float Switch	2011	01/04/2011	$24,085.29	$24,085.29	$2,170.46	$26,255.75	Indemnity	$8,890.76
Queenstown Lakes District Council	Queenstown Lakes District, Otago	10147668	10142549	224325	{9A5BC8CC-0C45-4D57-96DC-3C687931084D}	109 MCDONNELL ROAD ARROWTOWN 9302	Aib-24	Sewerage	Electrical Equipment	Generator Connection	2011	01/04/2011	$4,667.63	$4,667.63	$420.63	$5,088.26	Indemnity	$2,685.45
Queenstown Lakes District Council	Queenstown Lakes District, Otago	10147669	10142618	228687	{96F6CEAE-D7DD-480B-B9D7-E0E01956C4B0}	HOWARDS DRIVE LAKE HAYES QUEENSTOWN 9304	Aib-24	Water Supply	Generator	Generator	2012	29/03/2012	$99,817.74	$99,817.74	$8,995.12	$108,812.86	Indemnity	$60,451.05
Queenstown Lakes District Council	Queenstown Lakes District, Otago	10147670	10142645	231087	{C696D0E2-F1C3-4077-89A7-A5EC3516416F}	BEACON POINT ROAD WANAKA 9305	Aib-24	Sewerage	Miscellaneous	Valve Chamber	2011	01/12/2011	$6,338.60	$6,338.60	$571.21	$6,909.80	Indemnity	$5,191.45
Queenstown Lakes District Council	Queenstown Lakes District, Otago	10147671	10142645	231076	{C696D0E2-F1C3-4077-89A7-A5EC3516416F}	BEACON POINT ROAD WANAKA 9305	Aib-24	Sewerage	Miscellaneous	Pump Chamber	2011	01/12/2011	$67,221.11	$67,221.11	$6,057.66	$73,278.77	Indemnity	$53,693.27
Queenstown Lakes District Council	Queenstown Lakes District, Otago	10147672	10142645	231077	{C696D0E2-F1C3-4077-89A7-A5EC3516416F}	BEACON POINT ROAD WANAKA 9305	Aib-24	Sewerage	Miscellaneous	Storage Chamber	2011	01/12/2011	$6,775.92	$6,775.92	$610.61	$7,386.53	Reinstatement	$7,386.53
Queenstown Lakes District Council	Queenstown Lakes District, Otago	10147673	10142645	231079	{C696D0E2-F1C3-4077-89A7-A5EC3516416F}	BEACON POINT ROAD WANAKA 9305	Aib-24	Sewerage	Electrical Equipment	Float Switch	2011	01/12/2011	$24,085.29	$24,085.29	$2,170.46	$26,255.75	Indemnity	$8,890.76
Queenstown Lakes District Council	Queenstown Lakes District, Otago	10147674	10142645	231080	{C696D0E2-F1C3-4077-89A7-A5EC3516416F}	BEACON POINT ROAD WANAKA 9305	Aib-24	Sewerage	Electrical Equipment	Float Switch	2011	01/12/2011	$24,085.29	$24,085.29	$2,170.46	$26,255.75	Indemnity	$8,890.76
Queenstown Lakes District Council	Queenstown Lakes District, Otago	10147675	10142645	231081	{C696D0E2-F1C3-4077-89A7-A5EC3516416F}	BEACON POINT ROAD WANAKA 9305	Aib-24	Sewerage	Electrical Equipment	Pressure Transducer	2011	01/12/2011	$1,204.45	$1,204.45	$108.54	$1,312.99	Indemnity	$444.61
Queenstown Lakes District Council	Queenstown Lakes District, Otago	10147676	10142658	236993	{D458CA5E-B986-47C6-AD40-8359B08B7A97}	13 LAKE AVENUE FRANKTON QUEENSTOWN 9300	Aib-24	Sewerage	Generator	Generator	2012	08/08/2012	$99,817.74	$99,817.74	$8,995.12	$108,812.86	Reinstatement	$108,812.86
Queenstown Lakes District Council	Queenstown Lakes District, Otago	10147677	10142587	238533	{036A3D05-D9AB-460F-9DE6-565470B8F619}	GLENORCHY-QUEENSTOWN ROAD CLOSEBURN QUEENSTOWN 9371	Aib-24	Water Supply	Generator	Generator	2013	01/03/2013	$76,456.30	$76,456.30	$6,889.89	$83,346.19	Indemnity	$48,618.18
Queenstown Lakes District Council	Queenstown Lakes District, Otago	10147678	10142582	241022	{477EA4C2-25BA-4D6A-BEC9-539B3FCAF720}	BEACON POINT ROAD WANAKA 9305	Aib-24	Water Supply	Generator	Generator	2013	10/07/2013	$161,054.41	$161,054.41	$14,513.48	$175,567.90	Reinstatement	$175,567.90
Queenstown Lakes District Council	Queenstown Lakes District, Otago	10147679	10142611	250980	{6AB85459-F98F-4B45-BF58-32E06558AD54}	KIRIMOKO CRESCENT WANAKA 9305	Aib-24	Water Supply	Generator	Generator	2014	30/06/2014	$161,054.41	$161,054.41	$14,513.48	$175,567.90	Indemnity	$104,039.31
Queenstown Lakes District Council	Queenstown Lakes District, Otago	10147680	10142622	241652	{DA65E0BB-0ED9-4581-9762-111C5DCF3EE1}	1128 AUBREY ROAD ALBERT TOWN WANAKA 9305	Aib-24	Sewerage	Pumps	Pump	2013	14/08/2013	$162,492.78	$162,492.78	$14,643.10	$177,135.88	Indemnity	$70,853.72
Queenstown Lakes District Council	Queenstown Lakes District, Otago	10147681	10142622	241653	{DA65E0BB-0ED9-4581-9762-111C5DCF3EE1}	1128 AUBREY ROAD ALBERT TOWN WANAKA 9305	Aib-24	Sewerage	Pumps	Pump	2013	14/08/2013	$162,492.78	$162,492.78	$14,643.10	$177,135.88	Indemnity	$70,853.72
Queenstown Lakes District Council	Queenstown Lakes District, Otago	10147682	10142619	250873	{89034D7D-5C5D-4987-9FB3-9F51E14509EE}	PENINSULA ROAD KELVIN HEIGHTS QUEENSTOWN 9300	Aib-24	Water Supply	TPBS Valves	Solenoid Valve	2014	23/09/2014	$2,202.89	$2,202.89	$198.51	$2,401.40	Indemnity	$1,707.65
Queenstown Lakes District Council	Queenstown Lakes District, Otago	10147683	10142664	250683	{8B7815F9-F066-4EF4-8660-1250182FF865}	49 FRANKTON ROAD QUEENSTOWN 9300	Aib-24	Water Supply	TPBS Valves	Valve	2014	02/03/2014	$5,860.70	$5,860.70	$528.14	$6,388.84	Indemnity	$4,543.14
Queenstown Lakes District Council	Queenstown Lakes District, Otago	10147684	10142664	250685	{8B7815F9-F066-4EF4-8660-1250182FF865}	49 FRANKTON ROAD QUEENSTOWN 9300	Aib-24	Water Supply	TPBS Valves	Valve	2014	02/03/2014	$5,860.70	$5,860.70	$528.14	$6,388.84	Indemnity	$4,543.14
Queenstown Lakes District Council	Queenstown Lakes District, Otago	10147685	10142664	250684	{8B7815F9-F066-4EF4-8660-1250182FF865}	49 FRANKTON ROAD QUEENSTOWN 9300	Aib-24	Water Supply	TPBS Valves	Valve	2014	02/03/2014	$5,860.70	$5,860.70	$528.14	$6,388.84	Indemnity	$4,543.14
Queenstown Lakes District Council	Queenstown Lakes District, Otago	10147686	10142619	250874	{89034D7D-5C5D-4987-9FB3-9F51E14509EE}	PENINSULA ROAD KELVIN HEIGHTS QUEENSTOWN 9300	Aib-24	Water Supply	TPBS Valves	Solenoid Valve	2014	23/09/2014	$2,202.89	$2,202.89	$198.51	$2,401.40	Indemnity	$1,707.65
Queenstown Lakes District Council	Queenstown Lakes District, Otago	10147687	10142618	250900	{96F6CEAE-D7DD-480B-B9D7-E0E01956C4B0}	HOWARDS DRIVE LAKE HAYES QUEENSTOWN 9304	Aib-24	Water Supply	Electrical Equipment	UV System	2014	01/12/2014	$323,248.69	$323,248.69	$29,129.69	$352,378.38	Indemnity	$208,814.96
Queenstown Lakes District Council	Queenstown Lakes District, Otago	10147688	10142619	250877	{89034D7D-5C5D-4987-9FB3-9F51E14509EE}	PENINSULA ROAD KELVIN HEIGHTS QUEENSTOWN 9300	Aib-24	Water Supply	Electrical Equipment	UV System	2014	30/09/2014	$751,904.59	$751,904.59	$67,758.19	$819,662.78	Indemnity	$485,721.77
Queenstown Lakes District Council	Queenstown Lakes District, Otago	10147689	10142618	250899	{96F6CEAE-D7DD-480B-B9D7-E0E01956C4B0}	HOWARDS DRIVE LAKE HAYES QUEENSTOWN 9304	Aib-24	Water Supply	Electrical Equipment	UV System	2014	01/12/2014	$323,248.69	$323,248.69	$29,129.69	$352,378.38	Indemnity	$208,814.96
Queenstown Lakes District Council	Queenstown Lakes District, Otago	10147690	10142619	250878	{89034D7D-5C5D-4987-9FB3-9F51E14509EE}	PENINSULA ROAD KELVIN HEIGHTS QUEENSTOWN 9300	Aib-24	Water Supply	Electrical Equipment	UV System	2014	30/09/2014	$751,904.59	$751,904.59	$67,758.19	$819,662.78	Indemnity	$485,721.77
Queenstown Lakes District Council	Queenstown Lakes District, Otago	10147691	10142619	250882	{89034D7D-5C5D-4987-9FB3-9F51E14509EE}	PENINSULA ROAD KELVIN HEIGHTS QUEENSTOWN 9300	Aib-24	Water Supply	TPBS Valves	Solenoid Valve	2014	30/09/2014	$2,202.89	$2,202.89	$198.51	$2,401.40	Indemnity	$1,707.65
Queenstown Lakes District Council	Queenstown Lakes District, Otago	10147692	10142619	250881	{89034D7D-5C5D-4987-9FB3-9F51E14509EE}	PENINSULA ROAD KELVIN HEIGHTS QUEENSTOWN 9300	Aib-24	Water Supply	TPBS Valves	Solenoid Valve	2014	30/09/2014	$2,202.89	$2,202.89	$198.51	$2,401.40	Indemnity	$1,707.65
Queenstown Lakes District Council	Queenstown Lakes District, Otago	10147693	10142619	250888	{89034D7D-5C5D-4987-9FB3-9F51E14509EE}	PENINSULA ROAD KELVIN HEIGHTS QUEENSTOWN 9300	Aib-24	Water Supply	Mixer	Mixer	2014	30/09/2014	$11,377.65	$11,377.65	$1,025.30	$12,402.95	Indemnity	$5,512.37
Queenstown Lakes District Council	Queenstown Lakes District, Otago	10147694	10142585	250890	{767761CE-6F02-4C52-82D7-98197697E501}	WANAKA-MOUNT ASPIRING ROAD WANAKA 9382	Aib-24	Water Supply	Structures	Mechanical Screen	2013	01/12/2013	$45,663.52	$45,663.52	$4,114.99	$49,778.50	Indemnity	$36,135.18
Queenstown Lakes District Council	Queenstown Lakes District, Otago	10147695	10142585	250892	{767761CE-6F02-4C52-82D7-98197697E501}	WANAKA-MOUNT ASPIRING ROAD WANAKA 9382	Aib-24	Water Supply	Compressor	Compressor	2013	01/12/2013	$6,605.51	$6,605.51	$595.26	$7,200.77	Indemnity	$1,706.83
Queenstown Lakes District Council	Queenstown Lakes District, Otago	10147696	10142694	9999326	{8DB9E3ED-39E0-49D1-A10E-5E34A5E0E822}	4 SHOTOVER DELTA ROAD LOWER SHOTOVER QUEENSTOWN 9304	Aib-24	Sewerage	Blower	Air Blower			$141,073.37	$141,073.37	$12,712.88	$153,786.25	Indemnity	$82,018.61
Queenstown Lakes District Council	Queenstown Lakes District, Otago	10147697	10142694	9999327	{8DB9E3ED-39E0-49D1-A10E-5E34A5E0E822}	4 SHOTOVER DELTA ROAD LOWER SHOTOVER QUEENSTOWN 9304	Aib-24	Sewerage	Blower	Air Blower			$141,073.37	$141,073.37	$12,712.88	$153,786.25	Indemnity	$82,018.61
Queenstown Lakes District Council	Queenstown Lakes District, Otago	10147698	10142651	9999118	{21337AF7-E88E-4E9F-B2E0-B78235E9937A}	CARDRONA VALLEY ROAD RD 2 WANAKA 9382	Aib-24	Sewerage	Blower	Air Blower			$12,700.34	$12,700.34	$1,144.50	$13,844.83	Indemnity	$1,118.76
Queenstown Lakes District Council	Queenstown Lakes District, Otago	10147699	10142694	9999485	{8DB9E3ED-39E0-49D1-A10E-5E34A5E0E822}	4 SHOTOVER DELTA ROAD LOWER SHOTOVER QUEENSTOWN 9304	Aib-24	Sewerage	Blower	Air Blower			$22,563.37	$22,563.37	$2,033.31	$24,596.68	Indemnity	$13,118.11
Queenstown Lakes District Council	Queenstown Lakes District, Otago	10147700	10142694	9999325	{8DB9E3ED-39E0-49D1-A10E-5E34A5E0E822}	4 SHOTOVER DELTA ROAD LOWER SHOTOVER QUEENSTOWN 9304	Aib-24	Sewerage	Blower	Air Blower			$141,073.37	$141,073.37	$12,712.88	$153,786.25	Indemnity	$82,018.61
Queenstown Lakes District Council	Queenstown Lakes District, Otago	10147701	10142694	9999324	{8DB9E3ED-39E0-49D1-A10E-5E34A5E0E822}	4 SHOTOVER DELTA ROAD LOWER SHOTOVER QUEENSTOWN 9304	Aib-24	Sewerage	Blower	Air Blower			$141,073.37	$141,073.37	$12,712.88	$153,786.25	Indemnity	$82,018.61
Queenstown Lakes District Council	Queenstown Lakes District, Otago	10147702	10142694	9999417	{8DB9E3ED-39E0-49D1-A10E-5E34A5E0E822}	4 SHOTOVER DELTA ROAD LOWER SHOTOVER QUEENSTOWN 9304	Aib-24	Sewerage	Air Dryer Unit	Air Dryer Unit			$18,270.58	$18,270.58	$1,646.46	$19,917.04	Indemnity	$10,622.33
Queenstown Lakes District Council	Queenstown Lakes District, Otago	10147703	10142651	9999117	{21337AF7-E88E-4E9F-B2E0-B78235E9937A}	CARDRONA VALLEY ROAD RD 2 WANAKA 9382	Aib-24	Sewerage	Aeration Unit	Aerator			$95,606.96	$95,606.96	$8,615.66	$104,222.61	Indemnity	$8,421.95
Queenstown Lakes District Council	Queenstown Lakes District, Otago	10147704	10142894	9999598	{FF125375-06C6-4662-A3A3-08296D06A779}	432 PENINSULA ROAD KELVIN HEIGHTS QUEENSTOWN 9300	Aib-24	Water Supply	Heater	Heater			$2,248.69	$2,248.69	$202.64	$2,451.33	Indemnity	$1,416.31
Queenstown Lakes District Council	Queenstown Lakes District, Otago	10147705	10142694	9999536	{8DB9E3ED-39E0-49D1-A10E-5E34A5E0E822}	4 SHOTOVER DELTA ROAD LOWER SHOTOVER QUEENSTOWN 9304	Aib-24	Sewerage	Electrical Equipment	Analyser Indicator C			$21,784.15	$21,784.15	$1,963.09	$23,747.24	Indemnity	$9,850.62
Queenstown Lakes District Council	Queenstown Lakes District, Otago	10147706	10142694	9999538	{8DB9E3ED-39E0-49D1-A10E-5E34A5E0E822}	4 SHOTOVER DELTA ROAD LOWER SHOTOVER QUEENSTOWN 9304	Aib-24	Sewerage	Electrical Equipment	Analyser Indicator C			$21,784.15	$21,784.15	$1,963.09	$23,747.24	Indemnity	$9,850.62
Queenstown Lakes District Council	Queenstown Lakes District, Otago	10147707	10142694	9999537	{8DB9E3ED-39E0-49D1-A10E-5E34A5E0E822}	4 SHOTOVER DELTA ROAD LOWER SHOTOVER QUEENSTOWN 9304	Aib-24	Sewerage	Electrical Equipment	Analyser Indicator C			$21,784.15	$21,784.15	$1,963.09	$23,747.24	Indemnity	$9,850.62
Queenstown Lakes District Council	Queenstown Lakes District, Otago	10147708	10142694	9999484	{8DB9E3ED-39E0-49D1-A10E-5E34A5E0E822}	4 SHOTOVER DELTA ROAD LOWER SHOTOVER QUEENSTOWN 9304	Aib-24	Sewerage	Electrical Equipment	Analyser Indicator C			$44,973.73	$44,973.73	$4,052.83	$49,026.56	Indemnity	$20,336.76
Queenstown Lakes District Council	Queenstown Lakes District, Otago	10147709	10142694	9999496	{8DB9E3ED-39E0-49D1-A10E-5E34A5E0E822}	4 SHOTOVER DELTA ROAD LOWER SHOTOVER QUEENSTOWN 9304	Aib-24	Sewerage	Pumps	Pump			$38,833.91	$38,833.91	$3,499.53	$42,333.45	Indemnity	$22,577.64
Queenstown Lakes District Council	Queenstown Lakes District, Otago	10147710	10142696	9999077	{90574728-F2C5-4A5D-BF5C-EEB779B42473}	MEADOWSTONE	Aib-24	Sewerage	Pumps	Pump	2017	01/07/2017	$41,163.84	$41,163.84	$3,709.50	$44,873.34	Indemnity	$29,915.29
Queenstown Lakes District Council	Queenstown Lakes District, Otago	10147711	10142698	9999013	{88D8FB66-3245-42EF-A03E-3A2F9D75B9DE}	FLORENCE CLOSE QUEENSTOWN HILL QUEENSTOWN 9300	Aib-24	Water Supply	TPBS Valves	Air Bleed Valve			$6,808.31	$6,808.31	$613.53	$7,421.84	reinstatement	$7,421.84
Queenstown Lakes District Council	Queenstown Lakes District, Otago	10147712	10142694	9999387	{8DB9E3ED-39E0-49D1-A10E-5E34A5E0E822}	4 SHOTOVER DELTA ROAD LOWER SHOTOVER QUEENSTOWN 9304	Aib-24	Sewerage	Electrical Equipment	Autosampler			$31,320.16	$31,320.16	$2,822.43	$34,142.59	Indemnity	$14,162.73
Queenstown Lakes District Council	Queenstown Lakes District, Otago	10147713	10142694	9999209	{8DB9E3ED-39E0-49D1-A10E-5E34A5E0E822}	4 SHOTOVER DELTA ROAD LOWER SHOTOVER QUEENSTOWN 9304	Aib-24	Sewerage	Electrical Equipment	Autosampler			$49,268.08	$49,268.08	$4,439.81	$53,707.89	Indemnity	$41,374.60
Queenstown Lakes District Council	Queenstown Lakes District, Otago	10147714	10142694	9999296	{8DB9E3ED-39E0-49D1-A10E-5E34A5E0E822}	4 SHOTOVER DELTA ROAD LOWER SHOTOVER QUEENSTOWN 9304	Aib-24	Sewerage	Electrical Equipment	Autosampler			$36,448.14	$36,448.14	$3,284.54	$39,732.67	Indemnity	$16,481.56
Queenstown Lakes District Council	Queenstown Lakes District, Otago	10147715	10142694	9999178	{8DB9E3ED-39E0-49D1-A10E-5E34A5E0E822}	4 SHOTOVER DELTA ROAD LOWER SHOTOVER QUEENSTOWN 9304	Aib-24	Sewerage	Electrical Equipment	Autosampler			$31,320.16	$31,320.16	$2,822.43	$34,142.59	Indemnity	$26,302.21
Queenstown Lakes District Council	Queenstown Lakes District, Otago	10147716	10142607	9999143	{5425FD7B-4B2A-4B6A-A215-FF2D1C28899D}	3840 ALICE BURN DRIVE RD 3 CROMWELL 9383	Aib-24	Sewerage	Sewage Treatment Unit	Biological Contactor			$138,434.77	$138,434.77	$12,475.11	$150,909.88	Indemnity	$13,414.09
Queenstown Lakes District Council	Queenstown Lakes District, Otago	10147717	10142607	9999142	{5425FD7B-4B2A-4B6A-A215-FF2D1C28899D}	3840 ALICE BURN DRIVE RD 3 CROMWELL 9383	Aib-24	Sewerage	Sewage Treatment Unit	Biological Contactor			$138,434.77	$138,434.77	$12,475.11	$150,909.88	Indemnity	$13,414.09
Queenstown Lakes District Council	Queenstown Lakes District, Otago	10147718	10142694	9999504	{8DB9E3ED-39E0-49D1-A10E-5E34A5E0E822}	4 SHOTOVER DELTA ROAD LOWER SHOTOVER QUEENSTOWN 9304	Aib-24	Sewerage	Miscellaneous	Bin Skip			$175,678.64	$175,678.64	$15,831.35	$191,509.99	Indemnity	$142,992.86
Queenstown Lakes District Council	Queenstown Lakes District, Otago	10147719	10142694	9999503	{8DB9E3ED-39E0-49D1-A10E-5E34A5E0E822}	4 SHOTOVER DELTA ROAD LOWER SHOTOVER QUEENSTOWN 9304	Aib-24	Sewerage	Miscellaneous	Bin Skip			$175,678.64	$175,678.64	$15,831.35	$191,509.99	Indemnity	$142,992.86
Queenstown Lakes District Council	Queenstown Lakes District, Otago	10147720	10142694	9999564	{8DB9E3ED-39E0-49D1-A10E-5E34A5E0E822}	4 SHOTOVER DELTA ROAD LOWER SHOTOVER QUEENSTOWN 9304	Aib-24	Sewerage	Structures	Building			$1,505,126.42	$1,505,126.42	$135,635.08	$1,640,761.50	Reinstatement	$1,640,761.50
Queenstown Lakes District Council	Queenstown Lakes District, Otago	10147721	10142627	79830	{7AE69CE2-C9B4-45F2-BCC0-7DCB1E4A6C66}	16 LLOYD DUNN AVENUE RD 2 WANAKA 9305	Aib-24	Sewerage	Structures	Building			$32,862.74	$32,862.74	$2,961.44	$35,824.18	Reinstatement	$35,824.18
Queenstown Lakes District Council	Queenstown Lakes District, Otago	10147722	10142618	2726	{96F6CEAE-D7DD-480B-B9D7-E0E01956C4B0}	HOWARDS DRIVE LAKE HAYES QUEENSTOWN 9304	Aib-24	Water Supply	Structures	Building			$124,948.50	$124,948.50	$11,259.78	$136,208.29	Reinstatement	$136,208.29
Queenstown Lakes District Council	Queenstown Lakes District, Otago	10147723	10142620	2734	{06781CC6-B1E9-4E63-B20E-69131BD675AB}	GLENORCHY-QUEENSTOWN ROAD CLOSEBURN QUEENSTOWN 9371	Aib-24	Water Supply	Structures	Building			$95,243.75	$95,243.75	$8,582.93	$103,826.68	Reinstatement	$103,826.68
Queenstown Lakes District Council	Queenstown Lakes District, Otago	10147724	10005510	2715	{B74C0D24-06EC-4EDC-8E19-B118A11D4AFD}	13 CROWS NEST ROAD ARTHURS POINT QUEENSTOWN 9371	Aib-24	Water Supply	Structures	Building			$58,111.70	$58,111.70	$5,236.76	$63,348.46	Reinstatement	$63,348.46
Queenstown Lakes District Council	Queenstown Lakes District, Otago	10147725	10142694	9999563	{8DB9E3ED-39E0-49D1-A10E-5E34A5E0E822}	4 SHOTOVER DELTA ROAD LOWER SHOTOVER QUEENSTOWN 9304	Aib-24	Sewerage	Structures	Building			$1,339,555.56	$1,339,555.56	$120,714.59	$1,460,270.15	Reinstatement	$1,460,270.15
Queenstown Lakes District Council	Queenstown Lakes District, Otago	10147726	10142616	2729	{CEB3A98D-56AF-4112-97B4-9788EEBEF95E}	91 WILDING ROAD RD 1 QUEENSTOWN 9371	Aib-24	Water Supply	Structures	Building			$79,461.27	$79,461.27	$7,160.68	$86,621.96	Reinstatement	$86,621.96
Queenstown Lakes District Council	Queenstown Lakes District, Otago	10147727	10142609	2721	{E418C03F-E51F-4F64-BCDB-3076A1CA7AD1}	#N/A	Aib-24	Water Supply	Structures	Building			$49,943.01	$49,943.01	$4,500.63	$54,443.64	Reinstatement	$54,443.64
Queenstown Lakes District Council	Queenstown Lakes District, Otago	10147728	10142611	2719	{6AB85459-F98F-4B45-BF58-32E06558AD54}	KIRIMOKO CRESCENT WANAKA 9305	Aib-24	Water Supply	Structures	Building			$124,948.50	$124,948.50	$11,259.78	$136,208.29	Reinstatement	$136,208.29
Queenstown Lakes District Council	Queenstown Lakes District, Otago	10147729	10142694	9999565	{8DB9E3ED-39E0-49D1-A10E-5E34A5E0E822}	4 SHOTOVER DELTA ROAD LOWER SHOTOVER QUEENSTOWN 9304	Aib-24	Sewerage	Structures	Building			$1,146,325.51	$1,146,325.51	$103,301.59	$1,249,627.10	Reinstatement	$1,249,627.10
Queenstown Lakes District Council	Queenstown Lakes District, Otago	10147730	10142698	9999018	{88D8FB66-3245-42EF-A03E-3A2F9D75B9DE}	FLORENCE CLOSE QUEENSTOWN HILL QUEENSTOWN 9300	Aib-24	Water Supply	Structures	Building			$106,910.30	$106,910.30	$9,634.26	$116,544.56	reinstatement	$116,544.56
Queenstown Lakes District Council	Queenstown Lakes District, Otago	10147731	10142579	217388	{BF78794E-F65F-438D-993C-3493C766F93C}	100 LAKESIDE ROAD WANAKA 9305	Aib-24	Sewerage	Structures	Building			$38,802.78	$38,802.78	$3,496.73	$42,299.51	Reinstatement	$42,299.51
Queenstown Lakes District Council	Queenstown Lakes District, Otago	10147732	10142620	2735	{06781CC6-B1E9-4E63-B20E-69131BD675AB}	GLENORCHY-QUEENSTOWN ROAD CLOSEBURN QUEENSTOWN 9371	Aib-24	Water Supply	Structures	Building			$95,243.75	$95,243.75	$8,582.93	$103,826.68	Reinstatement	$103,826.68
Queenstown Lakes District Council	Queenstown Lakes District, Otago	10147734	10142610	2722	{7F1A6410-C3B4-40D2-BE28-63D256777D52}	MAKARORA-LAKE HAWEA ROAD MAKARORA WANAKA 9382	Aib-24	Water Supply	Structures	Building			$400,650.85	$400,650.85	$36,104.81	$436,755.66	Reinstatement	$436,755.66
Queenstown Lakes District Council	Queenstown Lakes District, Otago	10147735	10142619	2723	{89034D7D-5C5D-4987-9FB3-9F51E14509EE}	PENINSULA ROAD KELVIN HEIGHTS QUEENSTOWN 9300	Aib-24	Water Supply	Structures	Building			$119,193.42	$119,193.42	$10,741.16	$129,934.58	Reinstatement	$129,934.58
Queenstown Lakes District Council	Queenstown Lakes District, Otago	10147736	10142616	2730	{CEB3A98D-56AF-4112-97B4-9788EEBEF95E}	91 WILDING ROAD RD 1 QUEENSTOWN 9371	Aib-24	Water Supply	Structures	Building			$79,461.27	$79,461.27	$7,160.68	$86,621.96	Reinstatement	$86,621.96
Queenstown Lakes District Council	Queenstown Lakes District, Otago	10147737	10142619	2724	{89034D7D-5C5D-4987-9FB3-9F51E14509EE}	PENINSULA ROAD KELVIN HEIGHTS QUEENSTOWN 9300	Aib-24	Water Supply	Structures	Building			$119,193.42	$119,193.42	$10,741.16	$129,934.58	Reinstatement	$129,934.58
Queenstown Lakes District Council	Queenstown Lakes District, Otago	10147738	10142618	2725	{96F6CEAE-D7DD-480B-B9D7-E0E01956C4B0}	HOWARDS DRIVE LAKE HAYES QUEENSTOWN 9304	Aib-24	Water Supply	Structures	Building			$124,948.50	$124,948.50	$11,259.78	$136,208.29	Reinstatement	$136,208.29
Queenstown Lakes District Council	Queenstown Lakes District, Otago	10147739	10142613	2736	{A8583AED-3506-4687-84A0-9DB24649ADD6}	WANAKA-MOUNT ASPIRING ROAD WANAKA 9382	Aib-24	Water Supply	Structures	Building			$124,948.50	$124,948.50	$11,259.78	$136,208.29	Reinstatement	$136,208.29
Queenstown Lakes District Council	Queenstown Lakes District, Otago	10147740	10142607	9999127	{5425FD7B-4B2A-4B6A-A215-FF2D1C28899D}	3840 ALICE BURN DRIVE RD 3 CROMWELL 9383	Aib-24	Sewerage	Structures	Building			$184.97	$184.97	$16.67	$201.64	Reinstatement	$201.64
Queenstown Lakes District Council	Queenstown Lakes District, Otago	10147741	10005509	2717	{8676A526-81E3-4CA9-ABD2-75193281F4D3}	903A LAKE HAYES-ARROW JUNCTION HIGHWAY RD 1 QUEENSTOWN 9371	Aib-24	Water Supply	Structures	Building			$124,948.50	$124,948.50	$11,259.78	$136,208.29	Reinstatement	$136,208.29
Queenstown Lakes District Council	Queenstown Lakes District, Otago	10147742	10142694	9999212	{8DB9E3ED-39E0-49D1-A10E-5E34A5E0E822}	4 SHOTOVER DELTA ROAD LOWER SHOTOVER QUEENSTOWN 9304	Aib-24	Sewerage	Structures	Bridge			$1,506,227.40	$1,506,227.40	$135,734.29	$1,641,961.69	Indemnity	$1,264,907.39
Queenstown Lakes District Council	Queenstown Lakes District, Otago	10147743	10142894	9999581	{FF125375-06C6-4662-A3A3-08296D06A779}	432 PENINSULA ROAD KELVIN HEIGHTS QUEENSTOWN 9300	Aib-24	Water Supply	Electrical Equipment	Cabinetry			$1,206.61	$1,206.61	$108.73	$1,315.34	Indemnity	$759.97
Queenstown Lakes District Council	Queenstown Lakes District, Otago	10147744	10142694	9999169	{8DB9E3ED-39E0-49D1-A10E-5E34A5E0E822}	4 SHOTOVER DELTA ROAD LOWER SHOTOVER QUEENSTOWN 9304	Aib-24	Sewerage	Electrical Equipment	Level Indicator			$2,833.19	$2,833.19	$255.31	$3,088.50	Indemnity	$2,379.27
Queenstown Lakes District Council	Queenstown Lakes District, Otago	10147745	10142694	9999218	{8DB9E3ED-39E0-49D1-A10E-5E34A5E0E822}	4 SHOTOVER DELTA ROAD LOWER SHOTOVER QUEENSTOWN 9304	Aib-24	Sewerage	TPBS Valves	Valve			$1,171.81	$1,171.81	$105.60	$1,277.41	Indemnity	$984.07
Queenstown Lakes District Council	Queenstown Lakes District, Otago	10147746	10142694	9999353	{8DB9E3ED-39E0-49D1-A10E-5E34A5E0E822}	4 SHOTOVER DELTA ROAD LOWER SHOTOVER QUEENSTOWN 9304	Aib-24	Sewerage	TPBS Valves	Valve			$585.91	$585.91	$52.80	$638.71	Indemnity	$492.04
Queenstown Lakes District Council	Queenstown Lakes District, Otago	10147747	10142651	9999122	{21337AF7-E88E-4E9F-B2E0-B78235E9937A}	CARDRONA VALLEY ROAD RD 2 WANAKA 9382	Aib-24	Sewerage	Pumps	Pump			$12,211.32	$12,211.32	$1,100.43	$13,311.75	Indemnity	$1,075.69
Queenstown Lakes District Council	Queenstown Lakes District, Otago	10147748	10142661	9999097	{56A21E94-81E6-40D2-B142-B2A270952F62}	OLD SCHOOL ROAD RD 1 QUEENSTOWN 9371	Aib-24	Sewerage	Pumps	Pump			$43,776.93	$43,776.93	$3,944.98	$47,721.91	Indemnity	$25,754.45
Queenstown Lakes District Council	Queenstown Lakes District, Otago	10147749	10142661	9999090	{56A21E94-81E6-40D2-B142-B2A270952F62}	OLD SCHOOL ROAD RD 1 QUEENSTOWN 9371	Aib-24	Sewerage	Conduits & Cabling	Cabling			$13,363.94	$13,363.94	$1,204.30	$14,568.24	Indemnity	$5,827.24
Queenstown Lakes District Council	Queenstown Lakes District, Otago	10147750	10142693	9999027	{1F00FD0E-6BDD-44B3-BC69-88D02FC0194F}	HAYES CREEK ROAD LAKE HAYES QUEENSTOWN 9304	Aib-24	Sewerage	Conduits & Cabling	Cabling			$13,363.94	$13,363.94	$1,204.30	$14,568.24	Indemnity	$8,417.13
Queenstown Lakes District Council	Queenstown Lakes District, Otago	10147751	10142695	9999049	{14FCAE5D-C559-4861-9924-0D25D8A8A142}	CARDRONA VALLEY ROAD RD 2 WANAKA 9382	Aib-24	Sewerage	Conduits & Cabling	Cabling			$13,363.94	$13,363.94	$1,204.30	$14,568.24	Indemnity	$8,417.13
Queenstown Lakes District Council	Queenstown Lakes District, Otago	10147752	10142696	9999071	{90574728-F2C5-4A5D-BF5C-EEB779B42473}	MEADOWSTONE	Aib-24	Sewerage	Conduits & Cabling	Cabling	2017	01/07/2017	$13,363.94	$13,363.94	$1,204.30	$14,568.24	Indemnity	$8,417.13
Queenstown Lakes District Council	Queenstown Lakes District, Otago	10147753	10142694	9999302	{8DB9E3ED-39E0-49D1-A10E-5E34A5E0E822}	4 SHOTOVER DELTA ROAD LOWER SHOTOVER QUEENSTOWN 9304	Aib-24	Sewerage	Pumps	Pump			$2,735.00	$2,735.00	$246.47	$2,981.47	Indemnity	$1,590.10
Queenstown Lakes District Council	Queenstown Lakes District, Otago	10147754	10142694	9999403	{8DB9E3ED-39E0-49D1-A10E-5E34A5E0E822}	4 SHOTOVER DELTA ROAD LOWER SHOTOVER QUEENSTOWN 9304	Aib-24	Sewerage	TPBS Valves	Valve			$391.14	$391.14	$35.25	$426.39	Indemnity	$328.47
Queenstown Lakes District Council	Queenstown Lakes District, Otago	10147755	10142607	9999131	{5425FD7B-4B2A-4B6A-A215-FF2D1C28899D}	3840 ALICE BURN DRIVE RD 3 CROMWELL 9383	Aib-24	Sewerage	Pumps	Pump			$37,996.68	$37,996.68	$3,424.09	$41,420.77	Indemnity	$3,681.81
Queenstown Lakes District Council	Queenstown Lakes District, Otago	10147756	10142694	9999406	{8DB9E3ED-39E0-49D1-A10E-5E34A5E0E822}	4 SHOTOVER DELTA ROAD LOWER SHOTOVER QUEENSTOWN 9304	Aib-24	Sewerage	Pumps	Pump			$11,668.30	$11,668.30	$1,051.49	$12,719.80	Indemnity	$6,783.83
Queenstown Lakes District Council	Queenstown Lakes District, Otago	10147757	10142698	9999003	{88D8FB66-3245-42EF-A03E-3A2F9D75B9DE}	FLORENCE CLOSE QUEENSTOWN HILL QUEENSTOWN 9300	Aib-24	Water Supply	Pumps	Pump			$16,406.91	$16,406.91	$1,478.51	$17,885.42	reinstatement	$17,885.42
Queenstown Lakes District Council	Queenstown Lakes District, Otago	10147758	10142694	9999177	{8DB9E3ED-39E0-49D1-A10E-5E34A5E0E822}	4 SHOTOVER DELTA ROAD LOWER SHOTOVER QUEENSTOWN 9304	Aib-24	Sewerage	Structures	Chamber			$1,047,044.69	$1,047,044.69	$94,354.86	$1,141,399.55	Indemnity	$879,292.58
Queenstown Lakes District Council	Queenstown Lakes District, Otago	10147759	10142694	9999294	{8DB9E3ED-39E0-49D1-A10E-5E34A5E0E822}	4 SHOTOVER DELTA ROAD LOWER SHOTOVER QUEENSTOWN 9304	Aib-24	Sewerage	Structures	Chamber			$550,689.86	$550,689.86	$49,625.64	$600,315.50	Indemnity	$462,461.16
Queenstown Lakes District Council	Queenstown Lakes District, Otago	10147760	10142651	9999123	{21337AF7-E88E-4E9F-B2E0-B78235E9937A}	CARDRONA VALLEY ROAD RD 2 WANAKA 9382	Aib-24	Sewerage	Flow Meter	Flowmeter			$9,479.31	$9,479.31	$854.23	$10,333.54	Indemnity	$835.03
Queenstown Lakes District Council	Queenstown Lakes District, Otago	10147761	10142694	9999210	{8DB9E3ED-39E0-49D1-A10E-5E34A5E0E822}	4 SHOTOVER DELTA ROAD LOWER SHOTOVER QUEENSTOWN 9304	Aib-24	Sewerage	Structures	Manhole			$405,934.04	$405,934.04	$36,580.91	$442,514.95	Indemnity	$340,897.38
Queenstown Lakes District Council	Queenstown Lakes District, Otago	10147762	10142694	9999559	{8DB9E3ED-39E0-49D1-A10E-5E34A5E0E822}	4 SHOTOVER DELTA ROAD LOWER SHOTOVER QUEENSTOWN 9304	Aib-24	Sewerage	Electrical Equipment	Control Panel			$155,282.93	$155,282.93	$13,993.38	$169,276.32	Indemnity	$126,391.86
Queenstown Lakes District Council	Queenstown Lakes District, Otago	10147763	10142694	9999231	{8DB9E3ED-39E0-49D1-A10E-5E34A5E0E822}	4 SHOTOVER DELTA ROAD LOWER SHOTOVER QUEENSTOWN 9304	Aib-24	Sewerage	Misc	Centrifuge			$681,633.12	$681,633.12	$61,425.65	$743,058.77	Indemnity	$396,294.49
Queenstown Lakes District Council	Queenstown Lakes District, Otago	10147764	10142694	9999232	{8DB9E3ED-39E0-49D1-A10E-5E34A5E0E822}	4 SHOTOVER DELTA ROAD LOWER SHOTOVER QUEENSTOWN 9304	Aib-24	Sewerage	Misc	Centrifuge			$681,633.12	$681,633.12	$61,425.65	$743,058.77	Indemnity	$396,294.49
Queenstown Lakes District Council	Queenstown Lakes District, Otago	10147765	10142694	9999502	{8DB9E3ED-39E0-49D1-A10E-5E34A5E0E822}	4 SHOTOVER DELTA ROAD LOWER SHOTOVER QUEENSTOWN 9304	Aib-24	Sewerage	Conveyor	Conveyor			$209,408.94	$209,408.94	$18,870.97	$228,279.91	Indemnity	$121,748.20
Queenstown Lakes District Council	Queenstown Lakes District, Otago	10147766	10142694	9999500	{8DB9E3ED-39E0-49D1-A10E-5E34A5E0E822}	4 SHOTOVER DELTA ROAD LOWER SHOTOVER QUEENSTOWN 9304	Aib-24	Sewerage	Conveyor	Conveyor			$209,408.94	$209,408.94	$18,870.97	$228,279.91	Indemnity	$121,748.20
Queenstown Lakes District Council	Queenstown Lakes District, Otago	10147767	10142694	9999501	{8DB9E3ED-39E0-49D1-A10E-5E34A5E0E822}	4 SHOTOVER DELTA ROAD LOWER SHOTOVER QUEENSTOWN 9304	Aib-24	Sewerage	Conveyor	Conveyor			$209,408.94	$209,408.94	$18,870.97	$228,279.91	Indemnity	$121,748.20
Queenstown Lakes District Council	Queenstown Lakes District, Otago	10147768	10142694	9999419	{8DB9E3ED-39E0-49D1-A10E-5E34A5E0E822}	4 SHOTOVER DELTA ROAD LOWER SHOTOVER QUEENSTOWN 9304	Aib-24	Sewerage	Compressor	Compressor			$32,324.87	$32,324.87	$2,912.97	$35,237.84	Indemnity	$18,793.35
Queenstown Lakes District Council	Queenstown Lakes District, Otago	10147769	10142694	9999418	{8DB9E3ED-39E0-49D1-A10E-5E34A5E0E822}	4 SHOTOVER DELTA ROAD LOWER SHOTOVER QUEENSTOWN 9304	Aib-24	Sewerage	Compressor	Compressor			$32,324.87	$32,324.87	$2,912.97	$35,237.84	Indemnity	$18,793.35
Queenstown Lakes District Council	Queenstown Lakes District, Otago	10147770	10142694	9999188	{8DB9E3ED-39E0-49D1-A10E-5E34A5E0E822}	4 SHOTOVER DELTA ROAD LOWER SHOTOVER QUEENSTOWN 9304	Aib-24	Sewerage	Mixer	Mixer			$34,130.00	$34,130.00	$3,075.64	$37,205.64	Indemnity	$19,842.83
Queenstown Lakes District Council	Queenstown Lakes District, Otago	10147771	10142694	9999184	{8DB9E3ED-39E0-49D1-A10E-5E34A5E0E822}	4 SHOTOVER DELTA ROAD LOWER SHOTOVER QUEENSTOWN 9304	Aib-24	Sewerage	Mixer	Mixer			$14,447.11	$14,447.11	$1,301.91	$15,749.01	Indemnity	$8,399.40
Queenstown Lakes District Council	Queenstown Lakes District, Otago	10147772	10142651	9999119	{21337AF7-E88E-4E9F-B2E0-B78235E9937A}	CARDRONA VALLEY ROAD RD 2 WANAKA 9382	Aib-24	Sewerage	Miscellaneous	Decant Tank			$129,299.48	$129,299.48	$11,651.88	$140,951.36	Reinstatement	$140,951.36
Queenstown Lakes District Council	Queenstown Lakes District, Otago	10147773	10142694	9999344	{8DB9E3ED-39E0-49D1-A10E-5E34A5E0E822}	4 SHOTOVER DELTA ROAD LOWER SHOTOVER QUEENSTOWN 9304	Aib-24	Sewerage	Dampener	Dampener			$386.49	$386.49	$34.83	$421.32	Indemnity	$174.77
Queenstown Lakes District Council	Queenstown Lakes District, Otago	10147774	10142694	9999249	{8DB9E3ED-39E0-49D1-A10E-5E34A5E0E822}	4 SHOTOVER DELTA ROAD LOWER SHOTOVER QUEENSTOWN 9304	Aib-24	Sewerage	Dampener	Dampener			$386.49	$386.49	$34.83	$421.32	Indemnity	$324.57
Queenstown Lakes District Council	Queenstown Lakes District, Otago	10147775	10142694	9999346	{8DB9E3ED-39E0-49D1-A10E-5E34A5E0E822}	4 SHOTOVER DELTA ROAD LOWER SHOTOVER QUEENSTOWN 9304	Aib-24	Sewerage	Dampener	Dampener			$386.49	$386.49	$34.83	$421.32	Indemnity	$174.77
Queenstown Lakes District Council	Queenstown Lakes District, Otago	10147776	10142607	9999136	{5425FD7B-4B2A-4B6A-A215-FF2D1C28899D}	3840 ALICE BURN DRIVE RD 3 CROMWELL 9383	Aib-24	Sewerage	Miscellaneous	Dispersal Trench			$74,854.95	$74,854.95	$6,745.58	$81,600.54	Indemnity	$7,253.32
Queenstown Lakes District Council	Queenstown Lakes District, Otago	10147777	10142607	9999137	{5425FD7B-4B2A-4B6A-A215-FF2D1C28899D}	3840 ALICE BURN DRIVE RD 3 CROMWELL 9383	Aib-24	Sewerage	Miscellaneous	Dispersal Trench			$74,854.95	$74,854.95	$6,745.58	$81,600.54	Indemnity	$7,253.32
Queenstown Lakes District Council	Queenstown Lakes District, Otago	10147778	10142698	9999023	{88D8FB66-3245-42EF-A03E-3A2F9D75B9DE}	FLORENCE CLOSE QUEENSTOWN HILL QUEENSTOWN 9300	Aib-24	Water Supply	Electrical Equipment	Pressure Gauge			$903.13	$903.13	$81.39	$984.52	reinstatement	$984.52
Queenstown Lakes District Council	Queenstown Lakes District, Otago	10147779	10142661	9999091	{56A21E94-81E6-40D2-B142-B2A270952F62}	OLD SCHOOL ROAD RD 1 QUEENSTOWN 9371	Aib-24	Sewerage	Fan	Fan			$2,368.70	$2,368.70	$213.46	$2,582.16	Indemnity	$612.06
Queenstown Lakes District Council	Queenstown Lakes District, Otago	10147780	10142696	9999072	{90574728-F2C5-4A5D-BF5C-EEB779B42473}	MEADOWSTONE	Aib-24	Sewerage	Fan	Fan	2017	01/07/2017	$2,368.70	$2,368.70	$213.46	$2,582.16	Indemnity	$1,224.12
Queenstown Lakes District Council	Queenstown Lakes District, Otago	10147781	10142694	9999328	{8DB9E3ED-39E0-49D1-A10E-5E34A5E0E822}	4 SHOTOVER DELTA ROAD LOWER SHOTOVER QUEENSTOWN 9304	Aib-24	Sewerage	Fan	Fan			$17,136.66	$17,136.66	$1,544.28	$18,680.93	Indemnity	$9,963.08
Queenstown Lakes District Council	Queenstown Lakes District, Otago	10147782	10142694	9999329	{8DB9E3ED-39E0-49D1-A10E-5E34A5E0E822}	4 SHOTOVER DELTA ROAD LOWER SHOTOVER QUEENSTOWN 9304	Aib-24	Sewerage	Fan	Fan			$17,136.66	$17,136.66	$1,544.28	$18,680.93	Indemnity	$9,963.08
Queenstown Lakes District Council	Queenstown Lakes District, Otago	10147783	10142694	9999547	{8DB9E3ED-39E0-49D1-A10E-5E34A5E0E822}	4 SHOTOVER DELTA ROAD LOWER SHOTOVER QUEENSTOWN 9304	Aib-24	Sewerage	Fan	Fan			$48,306.79	$48,306.79	$4,353.19	$52,659.97	Indemnity	$28,085.07
Queenstown Lakes District Council	Queenstown Lakes District, Otago	10147784	10142694	9999412	{8DB9E3ED-39E0-49D1-A10E-5E34A5E0E822}	4 SHOTOVER DELTA ROAD LOWER SHOTOVER QUEENSTOWN 9304	Aib-24	Sewerage	Flow Meter	Flowmeter Element			$9,561.66	$9,561.66	$861.65	$10,423.31	Indemnity	$4,323.70
Queenstown Lakes District Council	Queenstown Lakes District, Otago	10147785	10142694	9999498	{8DB9E3ED-39E0-49D1-A10E-5E34A5E0E822}	4 SHOTOVER DELTA ROAD LOWER SHOTOVER QUEENSTOWN 9304	Aib-24	Sewerage	Flow Meter	Flowmeter Element			$8,498.13	$8,498.13	$765.81	$9,263.94	Indemnity	$3,842.79
Queenstown Lakes District Council	Queenstown Lakes District, Otago	10147786	10142694	9999480	{8DB9E3ED-39E0-49D1-A10E-5E34A5E0E822}	4 SHOTOVER DELTA ROAD LOWER SHOTOVER QUEENSTOWN 9304	Aib-24	Sewerage	Flow Meter	Flowmeter Element			$8,498.13	$8,498.13	$765.81	$9,263.94	Indemnity	$3,842.79
Queenstown Lakes District Council	Queenstown Lakes District, Otago	10147787	10142694	9999322	{8DB9E3ED-39E0-49D1-A10E-5E34A5E0E822}	4 SHOTOVER DELTA ROAD LOWER SHOTOVER QUEENSTOWN 9304	Aib-24	Sewerage	Flow Meter	Flowmeter Element			$4,780.83	$4,780.83	$430.83	$5,211.65	Indemnity	$2,161.85
Queenstown Lakes District Council	Queenstown Lakes District, Otago	10147788	10142694	9999281	{8DB9E3ED-39E0-49D1-A10E-5E34A5E0E822}	4 SHOTOVER DELTA ROAD LOWER SHOTOVER QUEENSTOWN 9304	Aib-24	Sewerage	Flow Meter	Flowmeter Element			$18,768.81	$18,768.81	$1,691.36	$20,460.17	Indemnity	$15,761.77
Queenstown Lakes District Council	Queenstown Lakes District, Otago	10147789	10142694	9999176	{8DB9E3ED-39E0-49D1-A10E-5E34A5E0E822}	4 SHOTOVER DELTA ROAD LOWER SHOTOVER QUEENSTOWN 9304	Aib-24	Sewerage	Flow Meter	Flowmeter Element			$40,194.28	$40,194.28	$3,622.12	$43,816.40	Indemnity	$33,754.56
Queenstown Lakes District Council	Queenstown Lakes District, Otago	10147790	10142694	9999479	{8DB9E3ED-39E0-49D1-A10E-5E34A5E0E822}	4 SHOTOVER DELTA ROAD LOWER SHOTOVER QUEENSTOWN 9304	Aib-24	Sewerage	Flow Meter	Flowmeter Element			$8,498.13	$8,498.13	$765.81	$9,263.94	Indemnity	$3,842.79
Queenstown Lakes District Council	Queenstown Lakes District, Otago	10147791	10142694	9999235	{8DB9E3ED-39E0-49D1-A10E-5E34A5E0E822}	4 SHOTOVER DELTA ROAD LOWER SHOTOVER QUEENSTOWN 9304	Aib-24	Sewerage	Flow Meter	Flowmeter Element			$6,373.97	$6,373.97	$574.39	$6,948.36	Indemnity	$5,352.76
Queenstown Lakes District Council	Queenstown Lakes District, Otago	10147792	10142694	9999282	{8DB9E3ED-39E0-49D1-A10E-5E34A5E0E822}	4 SHOTOVER DELTA ROAD LOWER SHOTOVER QUEENSTOWN 9304	Aib-24	Sewerage	Flow Meter	Flowmeter Element			$9,029.16	$9,029.16	$813.67	$9,842.83	Indemnity	$7,582.56
Queenstown Lakes District Council	Queenstown Lakes District, Otago	10147793	10142564	2697	{BFBFBB84-D102-4ACA-8418-8B4EB42050A5}	PARK STREET QUEENSTOWN 9300	Aib-24	Sewerage	Structures	Pump station buildin			$239,031.45	$239,031.45	$21,540.42	$260,571.86	Reinstatement	$260,571.86
Queenstown Lakes District Council	Queenstown Lakes District, Otago	10147794	10142600	2709	{EA00FD14-D04D-4FB9-A0BA-93E642E8E429}	PENINSULA ROAD KELVIN HEIGHTS QUEENSTOWN 9300	Aib-24	Water Supply	Structures	Pump station buildin			$239,031.45	$239,031.45	$21,540.42	$260,571.86	Reinstatement	$260,571.86
Queenstown Lakes District Council	Queenstown Lakes District, Otago	10147795	10142602	2708	{9C18173E-1F6A-44D4-8785-624992AA7CD5}	GLENORCHY-QUEENSTOWN ROAD CLOSEBURN QUEENSTOWN 9371	Aib-24	Water Supply	Structures	Pump station buildin			$106,815.42	$106,815.42	$9,625.72	$116,441.14	Reinstatement	$116,441.14
Queenstown Lakes District Council	Queenstown Lakes District, Otago	10147797	10142554	2737	{5DEDF20F-21CC-4219-BFCC-1771FF6DC8FD}	700 MOKE LAKE ROAD BEN LOMOND QUEENSTOWN 9371	Aib-24	Sewerage	Structures	Pump station buildin			$141,171.43	$141,171.43	$12,721.72	$153,893.15	Reinstatement	$153,893.15
Queenstown Lakes District Council	Queenstown Lakes District, Otago	10147798	10142694	9999213	{8DB9E3ED-39E0-49D1-A10E-5E34A5E0E822}	4 SHOTOVER DELTA ROAD LOWER SHOTOVER QUEENSTOWN 9304	Aib-24	Sewerage	Electrical Equipment	Flow Indicator Contr			$32,225.75	$32,225.75	$2,904.04	$35,129.78	Indemnity	$27,062.70
Queenstown Lakes District Council	Queenstown Lakes District, Otago	10147799	10142696	9999075	{90574728-F2C5-4A5D-BF5C-EEB779B42473}	MEADOWSTONE	Aib-24	Sewerage	TPBS Valves	Non Return Valve	2017	01/07/2017	$2,148.86	$2,148.86	$193.65	$2,342.51	Indemnity	$1,812.29
Queenstown Lakes District Council	Queenstown Lakes District, Otago	10147800	10142694	9999386	{8DB9E3ED-39E0-49D1-A10E-5E34A5E0E822}	4 SHOTOVER DELTA ROAD LOWER SHOTOVER QUEENSTOWN 9304	Aib-24	Sewerage	Electrical Equipment	Flow Indicator Contr			$15,050.07	$15,050.07	$1,356.24	$16,406.31	Indemnity	$6,805.52
Queenstown Lakes District Council	Queenstown Lakes District, Otago	10147801	10142694	9999385	{8DB9E3ED-39E0-49D1-A10E-5E34A5E0E822}	4 SHOTOVER DELTA ROAD LOWER SHOTOVER QUEENSTOWN 9304	Aib-24	Sewerage	Structures	Pump station buildin			$673,170.75	$673,170.75	$60,663.06	$733,833.81	Indemnity	$565,318.80
Queenstown Lakes District Council	Queenstown Lakes District, Otago	10147802	10142694	9999432	{8DB9E3ED-39E0-49D1-A10E-5E34A5E0E822}	4 SHOTOVER DELTA ROAD LOWER SHOTOVER QUEENSTOWN 9304	Aib-24	Sewerage	Electrical Equipment	Flow Indicating Tran			$6,129.42	$6,129.42	$552.36	$6,681.78	Indemnity	$2,771.68
Queenstown Lakes District Council	Queenstown Lakes District, Otago	10147803	10142694	9999359	{8DB9E3ED-39E0-49D1-A10E-5E34A5E0E822}	4 SHOTOVER DELTA ROAD LOWER SHOTOVER QUEENSTOWN 9304	Aib-24	Sewerage	Electrical Equipment	Flow Indicating Tran			$8,498.13	$8,498.13	$765.81	$9,263.94	Indemnity	$3,842.79
Queenstown Lakes District Council	Queenstown Lakes District, Otago	10147804	10142694	9999234	{8DB9E3ED-39E0-49D1-A10E-5E34A5E0E822}	4 SHOTOVER DELTA ROAD LOWER SHOTOVER QUEENSTOWN 9304	Aib-24	Sewerage	Electrical Equipment	Flow Indicating Tran			$8,681.90	$8,681.90	$782.37	$9,464.27	Indemnity	$7,290.93
Queenstown Lakes District Council	Queenstown Lakes District, Otago	10147805	10142694	9999369	{8DB9E3ED-39E0-49D1-A10E-5E34A5E0E822}	4 SHOTOVER DELTA ROAD LOWER SHOTOVER QUEENSTOWN 9304	Aib-24	Sewerage	Electrical Equipment	Flow Indicating Tran			$4,780.83	$4,780.83	$430.83	$5,211.65	Indemnity	$2,161.85
Queenstown Lakes District Council	Queenstown Lakes District, Otago	10147806	10142693	9999044	{1F00FD0E-6BDD-44B3-BC69-88D02FC0194F}	HAYES CREEK ROAD LAKE HAYES QUEENSTOWN 9304	Aib-24	Sewerage	Miscellaneous	Flowmeter Chamber			$6,675.78	$6,675.78	$601.59	$7,277.37	Indemnity	$5,929.66
Queenstown Lakes District Council	Queenstown Lakes District, Otago	10147807	10142695	9999066	{14FCAE5D-C559-4861-9924-0D25D8A8A142}	CARDRONA VALLEY ROAD RD 2 WANAKA 9382	Aib-24	Sewerage	Miscellaneous	Flowmeter Chamber			$6,675.78	$6,675.78	$601.59	$7,277.37	Indemnity	$5,929.66
Queenstown Lakes District Council	Queenstown Lakes District, Otago	10147808	10142693	9999031	{1F00FD0E-6BDD-44B3-BC69-88D02FC0194F}	HAYES CREEK ROAD LAKE HAYES QUEENSTOWN 9304	Aib-24	Sewerage	TPBS Valves	Non Return Valve			$2,148.86	$2,148.86	$193.65	$2,342.51	Indemnity	$1,807.20
Queenstown Lakes District Council	Queenstown Lakes District, Otago	10147809	10142894	9999592	{FF125375-06C6-4662-A3A3-08296D06A779}	432 PENINSULA ROAD KELVIN HEIGHTS QUEENSTOWN 9300	Aib-24	Water Supply	Flow Meter	Flowmeter			$10,533.78	$10,533.78	$949.26	$11,483.04	Indemnity	$6,634.58
Queenstown Lakes District Council	Queenstown Lakes District, Otago	10147810	10142696	9999073	{90574728-F2C5-4A5D-BF5C-EEB779B42473}	MEADOWSTONE	Aib-24	Sewerage	Flow Meter	Flowmeter	2017	01/07/2017	$18,258.34	$18,258.34	$1,645.36	$19,903.70	Indemnity	$12,531.85
Queenstown Lakes District Council	Queenstown Lakes District, Otago	10147811	10142693	9999046	{1F00FD0E-6BDD-44B3-BC69-88D02FC0194F}	HAYES CREEK ROAD LAKE HAYES QUEENSTOWN 9304	Aib-24	Sewerage	Miscellaneous	Odour Absorbtion Bed			$16,991.63	$16,991.63	$1,531.21	$18,522.84	Indemnity	$14,290.03
Queenstown Lakes District Council	Queenstown Lakes District, Otago	10147812	10142661	9999092	{56A21E94-81E6-40D2-B142-B2A270952F62}	OLD SCHOOL ROAD RD 1 QUEENSTOWN 9371	Aib-24	Sewerage	Flow Meter	Flowmeter			$18,958.61	$18,958.61	$1,708.46	$20,667.08	Indemnity	$9,950.73
Queenstown Lakes District Council	Queenstown Lakes District, Otago	10147813	10142695	9999068	{14FCAE5D-C559-4861-9924-0D25D8A8A142}	CARDRONA VALLEY ROAD RD 2 WANAKA 9382	Aib-24	Sewerage	Miscellaneous	Odour Absorbtion Bed			$16,991.63	$16,991.63	$1,531.21	$18,522.84	Indemnity	$14,290.03
Queenstown Lakes District Council	Queenstown Lakes District, Otago	10147814	10142696	9999087	{90574728-F2C5-4A5D-BF5C-EEB779B42473}	MEADOWSTONE	Aib-24	Sewerage	Miscellaneous	Odour Control Unit	2017	01/07/2017	$15,150.88	$15,150.88	$1,365.33	$16,516.21	Indemnity	$12,777.86
Queenstown Lakes District Council	Queenstown Lakes District, Otago	10147815	10142694	9999304	{8DB9E3ED-39E0-49D1-A10E-5E34A5E0E822}	4 SHOTOVER DELTA ROAD LOWER SHOTOVER QUEENSTOWN 9304	Aib-24	Sewerage	Miscellaneous	Odour Control Unit			$1,113,475.94	$1,113,475.94	$100,341.34	$1,213,817.28	Indemnity	$647,363.46
Queenstown Lakes District Council	Queenstown Lakes District, Otago	10147816	10142694	9999446	{8DB9E3ED-39E0-49D1-A10E-5E34A5E0E822}	4 SHOTOVER DELTA ROAD LOWER SHOTOVER QUEENSTOWN 9304	Aib-24	Sewerage	Structures	Retaining Walls Bund			$79,544.62	$79,544.62	$7,168.20	$86,712.82	Indemnity	$66,800.39
Queenstown Lakes District Council	Queenstown Lakes District, Otago	10147817	10142694	9999447	{8DB9E3ED-39E0-49D1-A10E-5E34A5E0E822}	4 SHOTOVER DELTA ROAD LOWER SHOTOVER QUEENSTOWN 9304	Aib-24	Sewerage	Miscellaneous	Odour Control Unit			$6,899.48	$6,899.48	$621.75	$7,521.23	Indemnity	$4,011.29
Queenstown Lakes District Council	Queenstown Lakes District, Otago	10147818	10142694	9999144	{8DB9E3ED-39E0-49D1-A10E-5E34A5E0E822}	4 SHOTOVER DELTA ROAD LOWER SHOTOVER QUEENSTOWN 9304	Aib-24	Sewerage	Miscellaneous	Odour Control Unit			$368.43	$368.43	$33.20	$401.63	Indemnity	$309.40
Queenstown Lakes District Council	Queenstown Lakes District, Otago	10147819	10142694	9999545	{8DB9E3ED-39E0-49D1-A10E-5E34A5E0E822}	4 SHOTOVER DELTA ROAD LOWER SHOTOVER QUEENSTOWN 9304	Aib-24	Sewerage	Flow Meter	Flowmeter			$18,230.12	$18,230.12	$1,642.81	$19,872.94	Indemnity	$8,243.52
Queenstown Lakes District Council	Queenstown Lakes District, Otago	10147820	10142694	9999360	{8DB9E3ED-39E0-49D1-A10E-5E34A5E0E822}	4 SHOTOVER DELTA ROAD LOWER SHOTOVER QUEENSTOWN 9304	Aib-24	Sewerage	Structures	Mechanical Screen			$46,684.84	$46,684.84	$4,207.02	$50,891.87	Indemnity	$39,205.24
Queenstown Lakes District Council	Queenstown Lakes District, Otago	10147821	10142693	9999028	{1F00FD0E-6BDD-44B3-BC69-88D02FC0194F}	HAYES CREEK ROAD LAKE HAYES QUEENSTOWN 9304	Aib-24	Sewerage	Flow Meter	Flowmeter			$18,258.34	$18,258.34	$1,645.36	$19,903.70	Indemnity	$12,531.85
Queenstown Lakes District Council	Queenstown Lakes District, Otago	10147822	10142694	9999192	{8DB9E3ED-39E0-49D1-A10E-5E34A5E0E822}	4 SHOTOVER DELTA ROAD LOWER SHOTOVER QUEENSTOWN 9304	Aib-24	Sewerage	Electrical Equipment	pH Analyser			$24,080.69	$24,080.69	$2,170.04	$26,250.73	Indemnity	$20,222.61
Queenstown Lakes District Council	Queenstown Lakes District, Otago	10147823	10142694	9999465	{8DB9E3ED-39E0-49D1-A10E-5E34A5E0E822}	4 SHOTOVER DELTA ROAD LOWER SHOTOVER QUEENSTOWN 9304	Aib-24	Sewerage	Electrical Equipment	Pressure Indicating			$3,610.22	$3,610.22	$325.34	$3,935.56	Indemnity	$1,632.51
Queenstown Lakes District Council	Queenstown Lakes District, Otago	10147824	10142694	9999566	{8DB9E3ED-39E0-49D1-A10E-5E34A5E0E822}	4 SHOTOVER DELTA ROAD LOWER SHOTOVER QUEENSTOWN 9304	Aib-24	Sewerage	Structures	Shed			$81,514.90	$81,514.90	$7,345.75	$88,860.64	Reinstatement	$88,860.64
Queenstown Lakes District Council	Queenstown Lakes District, Otago	10147825	10142695	9999050	{14FCAE5D-C559-4861-9924-0D25D8A8A142}	CARDRONA VALLEY ROAD RD 2 WANAKA 9382	Aib-24	Sewerage	Flow Meter	Flowmeter			$18,258.34	$18,258.34	$1,645.36	$19,903.70	Indemnity	$12,531.85
Queenstown Lakes District Council	Queenstown Lakes District, Otago	10147826	10142607	9999128	{5425FD7B-4B2A-4B6A-A215-FF2D1C28899D}	3840 ALICE BURN DRIVE RD 3 CROMWELL 9383	Aib-24	Sewerage	Filter	Filter			$37,741.04	$37,741.04	$3,401.05	$41,142.09	Indemnity	$3,657.04
Queenstown Lakes District Council	Queenstown Lakes District, Otago	10147827	10142694	9999494	{8DB9E3ED-39E0-49D1-A10E-5E34A5E0E822}	4 SHOTOVER DELTA ROAD LOWER SHOTOVER QUEENSTOWN 9304	Aib-24	Sewerage	Filter	Filter			$33,768.46	$33,768.46	$3,043.06	$36,811.52	Indemnity	$6,544.21
Queenstown Lakes District Council	Queenstown Lakes District, Otago	10147828	10142607	9999129	{5425FD7B-4B2A-4B6A-A215-FF2D1C28899D}	3840 ALICE BURN DRIVE RD 3 CROMWELL 9383	Aib-24	Sewerage	Filter	Filter			$37,741.04	$37,741.04	$3,401.05	$41,142.09	Indemnity	$3,657.04
Queenstown Lakes District Council	Queenstown Lakes District, Otago	10147829	10142694	9999560	{8DB9E3ED-39E0-49D1-A10E-5E34A5E0E822}	4 SHOTOVER DELTA ROAD LOWER SHOTOVER QUEENSTOWN 9304	Aib-24	Sewerage	Filter	Filter			$63,729.60	$63,729.60	$5,743.02	$69,472.62	Indemnity	$53,519.17
Queenstown Lakes District Council	Queenstown Lakes District, Otago	10147830	10142661	9999105	{56A21E94-81E6-40D2-B142-B2A270952F62}	OLD SCHOOL ROAD RD 1 QUEENSTOWN 9371	Aib-24	Sewerage	Miscellaneous	Fences			$598.72	$598.72	$53.95	$652.67	Indemnity	$352.23
Queenstown Lakes District Council	Queenstown Lakes District, Otago	10147831	10142607	9999133	{5425FD7B-4B2A-4B6A-A215-FF2D1C28899D}	3840 ALICE BURN DRIVE RD 3 CROMWELL 9383	Aib-24	Sewerage	Miscellaneous	Fences			$51,325.71	$51,325.71	$4,625.24	$55,950.95	Indemnity	$4,973.37
Queenstown Lakes District Council	Queenstown Lakes District, Otago	10147832	10142696	9999086	{90574728-F2C5-4A5D-BF5C-EEB779B42473}	MEADOWSTONE	Aib-24	Sewerage	Miscellaneous	Fences	2017	01/07/2017	$598.72	$598.72	$53.95	$652.67	Indemnity	$435.11
Queenstown Lakes District Council	Queenstown Lakes District, Otago	10147833	10142694	9999561	{8DB9E3ED-39E0-49D1-A10E-5E34A5E0E822}	4 SHOTOVER DELTA ROAD LOWER SHOTOVER QUEENSTOWN 9304	Aib-24	Sewerage	Miscellaneous	Fences			$244,301.81	$244,301.81	$22,015.36	$266,317.17	Indemnity	$205,161.03
Queenstown Lakes District Council	Queenstown Lakes District, Otago	10147834	10142695	9999067	{14FCAE5D-C559-4861-9924-0D25D8A8A142}	CARDRONA VALLEY ROAD RD 2 WANAKA 9382	Aib-24	Sewerage	Miscellaneous	Fences			$598.72	$598.72	$53.95	$652.67	Indemnity	$410.94
Queenstown Lakes District Council	Queenstown Lakes District, Otago	10147835	10142693	9999045	{1F00FD0E-6BDD-44B3-BC69-88D02FC0194F}	HAYES CREEK ROAD LAKE HAYES QUEENSTOWN 9304	Aib-24	Sewerage	Miscellaneous	Fences			$598.72	$598.72	$53.95	$652.67	Indemnity	$410.94
Queenstown Lakes District Council	Queenstown Lakes District, Otago	10147836	10142694	9999577	{8DB9E3ED-39E0-49D1-A10E-5E34A5E0E822}	4 SHOTOVER DELTA ROAD LOWER SHOTOVER QUEENSTOWN 9304	Aib-24	Sewerage	Misc	Fire System			$234,105.51	$234,105.51	$21,096.51	$255,202.02	Indemnity	$45,368.85
Queenstown Lakes District Council	Queenstown Lakes District, Otago	10147837	10142694	9999361	{8DB9E3ED-39E0-49D1-A10E-5E34A5E0E822}	4 SHOTOVER DELTA ROAD LOWER SHOTOVER QUEENSTOWN 9304	Aib-24	Sewerage	Electrical Equipment	Flow Switch			$2,108.15	$2,108.15	$189.98	$2,298.13	Indemnity	$953.29
Queenstown Lakes District Council	Queenstown Lakes District, Otago	10147838	10142694	9999576	{8DB9E3ED-39E0-49D1-A10E-5E34A5E0E822}	4 SHOTOVER DELTA ROAD LOWER SHOTOVER QUEENSTOWN 9304	Aib-24	Sewerage	Miscellaneous	Gantry			$194,011.53	$194,011.53	$17,483.43	$211,494.95	Indemnity	$157,914.83
Queenstown Lakes District Council	Queenstown Lakes District, Otago	10147839	10142894	9999596	{FF125375-06C6-4662-A3A3-08296D06A779}	432 PENINSULA ROAD KELVIN HEIGHTS QUEENSTOWN 9300	Aib-24	Water Supply	Electrical Equipment	Generator Connection			$864.44	$864.44	$77.90	$942.34	Indemnity	$544.46
Queenstown Lakes District Council	Queenstown Lakes District, Otago	10147840	10142695	9999051	{14FCAE5D-C559-4861-9924-0D25D8A8A142}	CARDRONA VALLEY ROAD RD 2 WANAKA 9382	Aib-24	Sewerage	Electrical Equipment	Generator Connection			$4,667.63	$4,667.63	$420.63	$5,088.26	Indemnity	$3,467.52
Queenstown Lakes District Council	Queenstown Lakes District, Otago	10147841	10142693	9999029	{1F00FD0E-6BDD-44B3-BC69-88D02FC0194F}	HAYES CREEK ROAD LAKE HAYES QUEENSTOWN 9304	Aib-24	Sewerage	Electrical Equipment	Generator Connection			$4,667.63	$4,667.63	$420.63	$5,088.26	Indemnity	$3,467.52
Queenstown Lakes District Council	Queenstown Lakes District, Otago	10147842	10142696	9999074	{90574728-F2C5-4A5D-BF5C-EEB779B42473}	MEADOWSTONE	Aib-24	Sewerage	Electrical Equipment	Generator	2017	01/07/2017	$91,975.09	$91,975.09	$8,288.37	$100,263.46	Indemnity	$70,773.58
Queenstown Lakes District Council	Queenstown Lakes District, Otago	10147843	10142661	9999093	{56A21E94-81E6-40D2-B142-B2A270952F62}	OLD SCHOOL ROAD RD 1 QUEENSTOWN 9371	Aib-24	Sewerage	Generator	Generator			$94,154.60	$94,154.60	$8,484.78	$102,639.38	Indemnity	$61,717.25
Queenstown Lakes District Council	Queenstown Lakes District, Otago	10147844	10142694	9999549	{8DB9E3ED-39E0-49D1-A10E-5E34A5E0E822}	4 SHOTOVER DELTA ROAD LOWER SHOTOVER QUEENSTOWN 9304	Aib-24	Sewerage	Generator	Generator			$160,700.76	$160,700.76	$14,481.61	$175,182.37	Indemnity	$93,429.77
Queenstown Lakes District Council	Queenstown Lakes District, Otago	10147845	10142694	9999548	{8DB9E3ED-39E0-49D1-A10E-5E34A5E0E822}	4 SHOTOVER DELTA ROAD LOWER SHOTOVER QUEENSTOWN 9304	Aib-24	Sewerage	Generator	Generator			$885,420.35	$885,420.35	$79,790.01	$965,210.37	Indemnity	$514,774.29
Queenstown Lakes District Council	Queenstown Lakes District, Otago	10147846	10142694	9999179	{8DB9E3ED-39E0-49D1-A10E-5E34A5E0E822}	4 SHOTOVER DELTA ROAD LOWER SHOTOVER QUEENSTOWN 9304	Aib-24	Sewerage	Miscellaneous	Grit Classifier			$109,623.47	$109,623.47	$9,878.76	$119,502.24	Indemnity	$92,060.16
Queenstown Lakes District Council	Queenstown Lakes District, Otago	10147847	10142694	9999160	{8DB9E3ED-39E0-49D1-A10E-5E34A5E0E822}	4 SHOTOVER DELTA ROAD LOWER SHOTOVER QUEENSTOWN 9304	Aib-24	Sewerage	Miscellaneous	Grit Removal			$284,994.05	$284,994.05	$25,682.35	$310,676.40	Indemnity	$239,333.77
Queenstown Lakes District Council	Queenstown Lakes District, Otago	10147848	10142694	9999163	{8DB9E3ED-39E0-49D1-A10E-5E34A5E0E822}	4 SHOTOVER DELTA ROAD LOWER SHOTOVER QUEENSTOWN 9304	Aib-24	Sewerage	Miscellaneous	Grit Removal			$14,116.13	$14,116.13	$1,272.08	$15,388.22	Indemnity	$11,854.52
Queenstown Lakes District Council	Queenstown Lakes District, Otago	10147849	10142694	9999161	{8DB9E3ED-39E0-49D1-A10E-5E34A5E0E822}	4 SHOTOVER DELTA ROAD LOWER SHOTOVER QUEENSTOWN 9304	Aib-24	Sewerage	Miscellaneous	Grit Removal			$14,116.13	$14,116.13	$1,272.08	$15,388.22	Indemnity	$11,854.52
Queenstown Lakes District Council	Queenstown Lakes District, Otago	10147850	10142694	9999301	{8DB9E3ED-39E0-49D1-A10E-5E34A5E0E822}	4 SHOTOVER DELTA ROAD LOWER SHOTOVER QUEENSTOWN 9304	Aib-24	Sewerage	Structures	Tank			$2,792.60	$2,792.60	$251.66	$3,044.26	Indemnity	$2,345.18
Queenstown Lakes District Council	Queenstown Lakes District, Otago	10147851	10142694	9999365	{8DB9E3ED-39E0-49D1-A10E-5E34A5E0E822}	4 SHOTOVER DELTA ROAD LOWER SHOTOVER QUEENSTOWN 9304	Aib-24	Sewerage	Pumps	Pump			$7,292.30	$7,292.30	$657.15	$7,949.45	Indemnity	$4,239.67
Queenstown Lakes District Council	Queenstown Lakes District, Otago	10147852	10142614	249826	{D5657136-69A8-42AA-9950-92C7BAD61D7F}	3840 ALICE BURN DRIVE RD 3 CROMWELL 9383	Aib-24	Water Supply	Structures	Treatment Plant Buil			$123,677.76	$123,677.76	$11,145.27	$134,823.03	Reinstatement	$134,823.03
Queenstown Lakes District Council	Queenstown Lakes District, Otago	10147853	10142694	9999556	{8DB9E3ED-39E0-49D1-A10E-5E34A5E0E822}	4 SHOTOVER DELTA ROAD LOWER SHOTOVER QUEENSTOWN 9304	Aib-24	Sewerage	Sewage Treatment Unit	Treatment Unit			$36,541.17	$36,541.17	$3,292.92	$39,834.09	Indemnity	$29,742.52
Queenstown Lakes District Council	Queenstown Lakes District, Otago	10147854	10142694	9999558	{8DB9E3ED-39E0-49D1-A10E-5E34A5E0E822}	4 SHOTOVER DELTA ROAD LOWER SHOTOVER QUEENSTOWN 9304	Aib-24	Sewerage	Sewage Treatment Unit	Treatment Unit			$63,244.31	$63,244.31	$5,699.29	$68,943.60	Indemnity	$51,477.43
Queenstown Lakes District Council	Queenstown Lakes District, Otago	10147855	10142694	9999554	{8DB9E3ED-39E0-49D1-A10E-5E34A5E0E822}	4 SHOTOVER DELTA ROAD LOWER SHOTOVER QUEENSTOWN 9304	Aib-24	Sewerage	Sewage Treatment Unit	Treatment Unit			$36,541.17	$36,541.17	$3,292.92	$39,834.09	Indemnity	$29,742.52
Queenstown Lakes District Council	Queenstown Lakes District, Otago	10147856	10142694	9999553	{8DB9E3ED-39E0-49D1-A10E-5E34A5E0E822}	4 SHOTOVER DELTA ROAD LOWER SHOTOVER QUEENSTOWN 9304	Aib-24	Sewerage	Sewage Treatment Unit	Treatment Unit			$36,541.17	$36,541.17	$3,292.92	$39,834.09	Indemnity	$29,742.52
Queenstown Lakes District Council	Queenstown Lakes District, Otago	10147857	10142698	9999010	{88D8FB66-3245-42EF-A03E-3A2F9D75B9DE}	FLORENCE CLOSE QUEENSTOWN HILL QUEENSTOWN 9300	Aib-24	Water Supply	TPBS Valves	Valve			$977.06	$977.06	$88.05	$1,065.11	reinstatement	$1,065.11
Queenstown Lakes District Council	Queenstown Lakes District, Otago	10147858	10142694	9999190	{8DB9E3ED-39E0-49D1-A10E-5E34A5E0E822}	4 SHOTOVER DELTA ROAD LOWER SHOTOVER QUEENSTOWN 9304	Aib-24	Sewerage	Mixer	Mixer			$24,918.68	$24,918.68	$2,245.56	$27,164.23	Indemnity	$14,487.46
Queenstown Lakes District Council	Queenstown Lakes District, Otago	10147859	10142694	9999435	{8DB9E3ED-39E0-49D1-A10E-5E34A5E0E822}	4 SHOTOVER DELTA ROAD LOWER SHOTOVER QUEENSTOWN 9304	Aib-24	Sewerage	Pumps	Pump			$7,292.30	$7,292.30	$657.15	$7,949.45	Indemnity	$4,239.67
Queenstown Lakes District Council	Queenstown Lakes District, Otago	10146452	10142560	210294	{651DED27-2CF7-4E8C-9EBE-4D1D6ADF66AA}	WILLOW PLACE	Aib-24	Sewerage	Electrical Equipment	Telemetry	2010	01/02/2010	$0.00	$0.00	$0.00	$0.00	Indemnity	$0.00
Queenstown Lakes District Council	Queenstown Lakes District, Otago	10147860	10142694	9999279	{8DB9E3ED-39E0-49D1-A10E-5E34A5E0E822}	4 SHOTOVER DELTA ROAD LOWER SHOTOVER QUEENSTOWN 9304	Aib-24	Sewerage	Pumps	Pump			$28,623.76	$28,623.76	$2,579.44	$31,203.20	Indemnity	$24,037.81
Queenstown Lakes District Council	Queenstown Lakes District, Otago	10147861	10142694	9999298	{8DB9E3ED-39E0-49D1-A10E-5E34A5E0E822}	4 SHOTOVER DELTA ROAD LOWER SHOTOVER QUEENSTOWN 9304	Aib-24	Sewerage	Electrical Equipment	UV System			$46,379.17	$46,379.17	$4,179.48	$50,558.65	Indemnity	$20,972.29
Queenstown Lakes District Council	Queenstown Lakes District, Otago	10147862	10142694	9999300	{8DB9E3ED-39E0-49D1-A10E-5E34A5E0E822}	4 SHOTOVER DELTA ROAD LOWER SHOTOVER QUEENSTOWN 9304	Aib-24	Sewerage	Electrical Equipment	UV System			$2,248.69	$2,248.69	$202.64	$2,451.33	Indemnity	$1,016.84
Queenstown Lakes District Council	Queenstown Lakes District, Otago	10147863	10142696	9999088	{90574728-F2C5-4A5D-BF5C-EEB779B42473}	MEADOWSTONE	Aib-24	Sewerage	Miscellaneous	Valve Chamber	2017	01/07/2017	$6,338.60	$6,338.60	$571.21	$6,909.80	Indemnity	$5,630.16
Queenstown Lakes District Council	Queenstown Lakes District, Otago	10147864	10142694	9999280	{8DB9E3ED-39E0-49D1-A10E-5E34A5E0E822}	4 SHOTOVER DELTA ROAD LOWER SHOTOVER QUEENSTOWN 9304	Aib-24	Sewerage	Pumps	Pump			$28,623.76	$28,623.76	$2,579.44	$31,203.20	Indemnity	$24,037.81
Queenstown Lakes District Council	Queenstown Lakes District, Otago	10147865	10142607	9999130	{5425FD7B-4B2A-4B6A-A215-FF2D1C28899D}	3840 ALICE BURN DRIVE RD 3 CROMWELL 9383	Aib-24	Sewerage	Pumps	Pump			$37,996.68	$37,996.68	$3,424.09	$41,420.77	Indemnity	$3,681.81
Queenstown Lakes District Council	Queenstown Lakes District, Otago	10147866	10142895	9999606	{DD40439E-40D4-47E8-A05F-B21C440228BE}	432 PENINSULA ROAD KELVIN HEIGHTS QUEENSTOWN 9300	Aib-24	Water Supply	TPBS Valves	Valve			$5,078.41	$5,078.41	$457.64	$5,536.05	Indemnity	$4,346.79
Queenstown Lakes District Council	Queenstown Lakes District, Otago	10147867	10142694	9999457	{8DB9E3ED-39E0-49D1-A10E-5E34A5E0E822}	4 SHOTOVER DELTA ROAD LOWER SHOTOVER QUEENSTOWN 9304	Aib-24	Sewerage	Pumps	Pump			$33,728.06	$33,728.06	$3,039.42	$36,767.48	Indemnity	$19,609.15
Queenstown Lakes District Council	Queenstown Lakes District, Otago	10146461	10142638	210554	{05647476-047E-4AD5-A8D2-AB82711D1032}	HIGHVIEW TCE	Aib-24	Water Supply	Electrical Equipment	Telemetry	2000	01/01/2000	$0.00	$0.00	$0.00	$0.00	Indemnity	$0.00
Queenstown Lakes District Council	Queenstown Lakes District, Otago	10147868	10142661	9999107	{56A21E94-81E6-40D2-B142-B2A270952F62}	OLD SCHOOL ROAD RD 1 QUEENSTOWN 9371	Aib-24	Sewerage	Miscellaneous	Valve Chamber			$6,338.60	$6,338.60	$571.21	$6,909.80	Indemnity	$5,337.69
Queenstown Lakes District Council	Queenstown Lakes District, Otago	10147869	10142693	9999030	{1F00FD0E-6BDD-44B3-BC69-88D02FC0194F}	HAYES CREEK ROAD LAKE HAYES QUEENSTOWN 9304	Aib-24	Sewerage	Electrical Equipment	Level Control			$27,737.60	$27,737.60	$2,499.58	$30,237.18	Indemnity	$19,038.06
Queenstown Lakes District Council	Queenstown Lakes District, Otago	10147870	10142695	9999052	{14FCAE5D-C559-4861-9924-0D25D8A8A142}	CARDRONA VALLEY ROAD RD 2 WANAKA 9382	Aib-24	Sewerage	Electrical Equipment	Level Control			$27,737.60	$27,737.60	$2,499.58	$30,237.18	Indemnity	$19,038.06
Queenstown Lakes District Council	Queenstown Lakes District, Otago	10147871	10142694	9999499	{8DB9E3ED-39E0-49D1-A10E-5E34A5E0E822}	4 SHOTOVER DELTA ROAD LOWER SHOTOVER QUEENSTOWN 9304	Aib-24	Sewerage	TPBS Valves	Valve			$1,171.81	$1,171.81	$105.60	$1,277.41	Indemnity	$984.07
Queenstown Lakes District Council	Queenstown Lakes District, Otago	10147872	10142694	9999145	{8DB9E3ED-39E0-49D1-A10E-5E34A5E0E822}	4 SHOTOVER DELTA ROAD LOWER SHOTOVER QUEENSTOWN 9304	Aib-24	Sewerage	TPBS Valves	Valve			$194.75	$194.75	$17.55	$212.30	Indemnity	$163.55
Queenstown Lakes District Council	Queenstown Lakes District, Otago	10147873	10142694	9999390	{8DB9E3ED-39E0-49D1-A10E-5E34A5E0E822}	4 SHOTOVER DELTA ROAD LOWER SHOTOVER QUEENSTOWN 9304	Aib-24	Sewerage	TPBS Valves	Valve			$1,171.81	$1,171.81	$105.60	$1,277.41	Indemnity	$984.07
Queenstown Lakes District Council	Queenstown Lakes District, Otago	10147874	10142694	9999381	{8DB9E3ED-39E0-49D1-A10E-5E34A5E0E822}	4 SHOTOVER DELTA ROAD LOWER SHOTOVER QUEENSTOWN 9304	Aib-24	Sewerage	Electrical Equipment	Level Control			$2,723.23	$2,723.23	$245.40	$2,968.64	Indemnity	$1,583.26
Queenstown Lakes District Council	Queenstown Lakes District, Otago	10147875	10142694	9999458	{8DB9E3ED-39E0-49D1-A10E-5E34A5E0E822}	4 SHOTOVER DELTA ROAD LOWER SHOTOVER QUEENSTOWN 9304	Aib-24	Sewerage	Pumps	Pump			$33,728.06	$33,728.06	$3,039.42	$36,767.48	Indemnity	$19,609.15
Queenstown Lakes District Council	Queenstown Lakes District, Otago	10147876	10142694	9999539	{8DB9E3ED-39E0-49D1-A10E-5E34A5E0E822}	4 SHOTOVER DELTA ROAD LOWER SHOTOVER QUEENSTOWN 9304	Aib-24	Sewerage	Pumps	Pump			$50,136.53	$50,136.53	$4,518.07	$54,654.60	Indemnity	$29,148.86
Queenstown Lakes District Council	Queenstown Lakes District, Otago	10147877	10142694	9999382	{8DB9E3ED-39E0-49D1-A10E-5E34A5E0E822}	4 SHOTOVER DELTA ROAD LOWER SHOTOVER QUEENSTOWN 9304	Aib-24	Sewerage	Electrical Equipment	Level Control			$2,723.23	$2,723.23	$245.40	$2,968.64	Indemnity	$1,583.26
Queenstown Lakes District Council	Queenstown Lakes District, Otago	10147878	10142694	9999214	{8DB9E3ED-39E0-49D1-A10E-5E34A5E0E822}	4 SHOTOVER DELTA ROAD LOWER SHOTOVER QUEENSTOWN 9304	Aib-24	Sewerage	Electrical Equipment	Level Indicator			$37,536.18	$37,536.18	$3,382.59	$40,918.77	Indemnity	$31,522.33
Queenstown Lakes District Council	Queenstown Lakes District, Otago	10147879	10142694	9999506	{8DB9E3ED-39E0-49D1-A10E-5E34A5E0E822}	4 SHOTOVER DELTA ROAD LOWER SHOTOVER QUEENSTOWN 9304	Aib-24	Sewerage	Electrical Equipment	Level Indicator			$2,833.19	$2,833.19	$255.31	$3,088.50	Indemnity	$1,281.15
Queenstown Lakes District Council	Queenstown Lakes District, Otago	10147880	10142694	9999505	{8DB9E3ED-39E0-49D1-A10E-5E34A5E0E822}	4 SHOTOVER DELTA ROAD LOWER SHOTOVER QUEENSTOWN 9304	Aib-24	Sewerage	Electrical Equipment	Level Indicator			$2,833.19	$2,833.19	$255.31	$3,088.50	Indemnity	$1,281.15
Queenstown Lakes District Council	Queenstown Lakes District, Otago	10147881	10142894	9999594	{FF125375-06C6-4662-A3A3-08296D06A779}	432 PENINSULA ROAD KELVIN HEIGHTS QUEENSTOWN 9300	Aib-24	Water Supply	Electrical Equipment	Level Indicator			$351.51	$351.51	$31.68	$383.19	Indemnity	$221.40
Queenstown Lakes District Council	Queenstown Lakes District, Otago	10147882	10142894	9999593	{FF125375-06C6-4662-A3A3-08296D06A779}	432 PENINSULA ROAD KELVIN HEIGHTS QUEENSTOWN 9300	Aib-24	Water Supply	Electrical Equipment	Level Indicator			$351.51	$351.51	$31.68	$383.19	Indemnity	$221.40
Queenstown Lakes District Council	Queenstown Lakes District, Otago	10147883	10142694	9999146	{8DB9E3ED-39E0-49D1-A10E-5E34A5E0E822}	4 SHOTOVER DELTA ROAD LOWER SHOTOVER QUEENSTOWN 9304	Aib-24	Sewerage	TPBS Valves	Valve			$585.91	$585.91	$52.80	$638.71	Indemnity	$492.04
Queenstown Lakes District Council	Queenstown Lakes District, Otago	10147884	10142694	9999147	{8DB9E3ED-39E0-49D1-A10E-5E34A5E0E822}	4 SHOTOVER DELTA ROAD LOWER SHOTOVER QUEENSTOWN 9304	Aib-24	Sewerage	TPBS Valves	Valve			$585.91	$585.91	$52.80	$638.71	Indemnity	$492.04
Queenstown Lakes District Council	Queenstown Lakes District, Otago	10147885	10142694	9999314	{8DB9E3ED-39E0-49D1-A10E-5E34A5E0E822}	4 SHOTOVER DELTA ROAD LOWER SHOTOVER QUEENSTOWN 9304	Aib-24	Sewerage	TPBS Valves	Valve			$194.75	$194.75	$17.55	$212.30	Indemnity	$163.55
Queenstown Lakes District Council	Queenstown Lakes District, Otago	10147886	10142694	9999562	{8DB9E3ED-39E0-49D1-A10E-5E34A5E0E822}	4 SHOTOVER DELTA ROAD LOWER SHOTOVER QUEENSTOWN 9304	Aib-24	Sewerage	Electrical Equipment	Lighting			$304,978.11	$304,978.11	$27,483.23	$332,461.34	Indemnity	$137,908.66
Queenstown Lakes District Council	Queenstown Lakes District, Otago	10147887	10142694	9999172	{8DB9E3ED-39E0-49D1-A10E-5E34A5E0E822}	4 SHOTOVER DELTA ROAD LOWER SHOTOVER QUEENSTOWN 9304	Aib-24	Sewerage	TPBS Valves	Valve			$27,735.65	$27,735.65	$2,499.41	$30,235.06	Indemnity	$23,291.99
Queenstown Lakes District Council	Queenstown Lakes District, Otago	10147888	10142694	9999216	{8DB9E3ED-39E0-49D1-A10E-5E34A5E0E822}	4 SHOTOVER DELTA ROAD LOWER SHOTOVER QUEENSTOWN 9304	Aib-24	Sewerage	TPBS Valves	Valve			$977.06	$977.06	$88.05	$1,065.11	Indemnity	$820.52
Queenstown Lakes District Council	Queenstown Lakes District, Otago	10147889	10142694	9999436	{8DB9E3ED-39E0-49D1-A10E-5E34A5E0E822}	4 SHOTOVER DELTA ROAD LOWER SHOTOVER QUEENSTOWN 9304	Aib-24	Sewerage	Pumps	Pump			$7,292.30	$7,292.30	$657.15	$7,949.45	Indemnity	$4,239.67
Queenstown Lakes District Council	Queenstown Lakes District, Otago	10147890	10142661	9999110	{56A21E94-81E6-40D2-B142-B2A270952F62}	OLD SCHOOL ROAD RD 1 QUEENSTOWN 9371	Aib-24	Sewerage	Pumps	Pump			$43,776.93	$43,776.93	$3,944.98	$47,721.91	Indemnity	$25,754.45
Queenstown Lakes District Council	Queenstown Lakes District, Otago	10147891	10142694	9999165	{8DB9E3ED-39E0-49D1-A10E-5E34A5E0E822}	4 SHOTOVER DELTA ROAD LOWER SHOTOVER QUEENSTOWN 9304	Aib-24	Sewerage	Electrical Equipment	Low Level Switch			$2,478.69	$2,478.69	$223.37	$2,702.06	Indemnity	$2,081.57
Queenstown Lakes District Council	Queenstown Lakes District, Otago	10147892	10142694	9999434	{8DB9E3ED-39E0-49D1-A10E-5E34A5E0E822}	4 SHOTOVER DELTA ROAD LOWER SHOTOVER QUEENSTOWN 9304	Aib-24	Sewerage	Electrical Equipment	Level Sensor			$3,063.26	$3,063.26	$276.05	$3,339.30	Indemnity	$1,385.18
Queenstown Lakes District Council	Queenstown Lakes District, Otago	10147893	10142694	9999433	{8DB9E3ED-39E0-49D1-A10E-5E34A5E0E822}	4 SHOTOVER DELTA ROAD LOWER SHOTOVER QUEENSTOWN 9304	Aib-24	Sewerage	Electrical Equipment	Level Sensor			$3,063.26	$3,063.26	$276.05	$3,339.30	Indemnity	$1,385.18
Queenstown Lakes District Council	Queenstown Lakes District, Otago	10147894	10142694	9999366	{8DB9E3ED-39E0-49D1-A10E-5E34A5E0E822}	4 SHOTOVER DELTA ROAD LOWER SHOTOVER QUEENSTOWN 9304	Aib-24	Sewerage	Electrical Equipment	Level Sensor			$3,096.55	$3,096.55	$279.05	$3,375.59	Indemnity	$1,400.23
Queenstown Lakes District Council	Queenstown Lakes District, Otago	10147895	10142694	9999245	{8DB9E3ED-39E0-49D1-A10E-5E34A5E0E822}	4 SHOTOVER DELTA ROAD LOWER SHOTOVER QUEENSTOWN 9304	Aib-24	Sewerage	TPBS Valves	Valve			$194.75	$194.75	$17.55	$212.30	Indemnity	$163.55
Queenstown Lakes District Council	Queenstown Lakes District, Otago	10147896	10142694	9999246	{8DB9E3ED-39E0-49D1-A10E-5E34A5E0E822}	4 SHOTOVER DELTA ROAD LOWER SHOTOVER QUEENSTOWN 9304	Aib-24	Sewerage	TPBS Valves	Valve			$194.75	$194.75	$17.55	$212.30	Indemnity	$163.55
Queenstown Lakes District Council	Queenstown Lakes District, Otago	10147897	10142695	9999061	{14FCAE5D-C559-4861-9924-0D25D8A8A142}	CARDRONA VALLEY ROAD RD 2 WANAKA 9382	Aib-24	Sewerage	TPBS Valves	Valve			$2,148.86	$2,148.86	$193.65	$2,342.51	Indemnity	$1,807.20
Queenstown Lakes District Council	Queenstown Lakes District, Otago	10147898	10142698	9999002	{88D8FB66-3245-42EF-A03E-3A2F9D75B9DE}	FLORENCE CLOSE QUEENSTOWN HILL QUEENSTOWN 9300	Aib-24	Water Supply	Pumps	Pump			$16,406.91	$16,406.91	$1,478.51	$17,885.42	reinstatement	$17,885.42
Queenstown Lakes District Council	Queenstown Lakes District, Otago	10147899	10142694	9999236	{8DB9E3ED-39E0-49D1-A10E-5E34A5E0E822}	4 SHOTOVER DELTA ROAD LOWER SHOTOVER QUEENSTOWN 9304	Aib-24	Sewerage	Electrical Equipment	Level Sensor			$3,063.26	$3,063.26	$276.05	$3,339.30	Indemnity	$1,780.95
Queenstown Lakes District Council	Queenstown Lakes District, Otago	10147900	10142694	9999257	{8DB9E3ED-39E0-49D1-A10E-5E34A5E0E822}	4 SHOTOVER DELTA ROAD LOWER SHOTOVER QUEENSTOWN 9304	Aib-24	Sewerage	TPBS Valves	Valve			$194.75	$194.75	$17.55	$212.30	Indemnity	$163.55
Queenstown Lakes District Council	Queenstown Lakes District, Otago	10147901	10142696	9999079	{90574728-F2C5-4A5D-BF5C-EEB779B42473}	MEADOWSTONE	Aib-24	Sewerage	TPBS Valves	Valve	2017	01/07/2017	$2,343.63	$2,343.63	$211.20	$2,554.82	Indemnity	$1,976.55
Queenstown Lakes District Council	Queenstown Lakes District, Otago	10147902	10142694	9999320	{8DB9E3ED-39E0-49D1-A10E-5E34A5E0E822}	4 SHOTOVER DELTA ROAD LOWER SHOTOVER QUEENSTOWN 9304	Aib-24	Sewerage	Pumps	Pump			$31,175.91	$31,175.91	$2,809.43	$33,985.34	Indemnity	$18,125.35
Queenstown Lakes District Council	Queenstown Lakes District, Otago	10147903	10142694	9999237	{8DB9E3ED-39E0-49D1-A10E-5E34A5E0E822}	4 SHOTOVER DELTA ROAD LOWER SHOTOVER QUEENSTOWN 9304	Aib-24	Sewerage	Electrical Equipment	Level Sensor			$3,063.26	$3,063.26	$276.05	$3,339.30	Indemnity	$1,780.95
Queenstown Lakes District Council	Queenstown Lakes District, Otago	10147904	10142694	9999367	{8DB9E3ED-39E0-49D1-A10E-5E34A5E0E822}	4 SHOTOVER DELTA ROAD LOWER SHOTOVER QUEENSTOWN 9304	Aib-24	Sewerage	Electrical Equipment	Level Sensor			$3,096.55	$3,096.55	$279.05	$3,375.59	Indemnity	$1,400.23
Queenstown Lakes District Council	Queenstown Lakes District, Otago	10147905	10142694	9999240	{8DB9E3ED-39E0-49D1-A10E-5E34A5E0E822}	4 SHOTOVER DELTA ROAD LOWER SHOTOVER QUEENSTOWN 9304	Aib-24	Sewerage	Pumps	Pump			$13,309.31	$13,309.31	$1,199.37	$14,508.68	Indemnity	$11,176.96
Queenstown Lakes District Council	Queenstown Lakes District, Otago	10147906	10142694	9999275	{8DB9E3ED-39E0-49D1-A10E-5E34A5E0E822}	4 SHOTOVER DELTA ROAD LOWER SHOTOVER QUEENSTOWN 9304	Aib-24	Sewerage	TPBS Valves	Valve			$2,148.86	$2,148.86	$193.65	$2,342.51	Indemnity	$1,804.58
Queenstown Lakes District Council	Queenstown Lakes District, Otago	10147907	10142694	9999251	{8DB9E3ED-39E0-49D1-A10E-5E34A5E0E822}	4 SHOTOVER DELTA ROAD LOWER SHOTOVER QUEENSTOWN 9304	Aib-24	Sewerage	TPBS Valves	Valve			$194.75	$194.75	$17.55	$212.30	Indemnity	$163.55
Queenstown Lakes District Council	Queenstown Lakes District, Otago	10147908	10142694	9999481	{8DB9E3ED-39E0-49D1-A10E-5E34A5E0E822}	4 SHOTOVER DELTA ROAD LOWER SHOTOVER QUEENSTOWN 9304	Aib-24	Sewerage	Electrical Equipment	Level Transmitter			$3,610.22	$3,610.22	$325.34	$3,935.56	Indemnity	$1,632.51
Queenstown Lakes District Council	Queenstown Lakes District, Otago	10147909	10142694	9999284	{8DB9E3ED-39E0-49D1-A10E-5E34A5E0E822}	4 SHOTOVER DELTA ROAD LOWER SHOTOVER QUEENSTOWN 9304	Aib-24	Sewerage	TPBS Valves	Valve			$9,376.16	$9,376.16	$844.94	$10,221.09	Indemnity	$7,873.96
Queenstown Lakes District Council	Queenstown Lakes District, Otago	10147910	10142694	9999259	{8DB9E3ED-39E0-49D1-A10E-5E34A5E0E822}	4 SHOTOVER DELTA ROAD LOWER SHOTOVER QUEENSTOWN 9304	Aib-24	Sewerage	TPBS Valves	Valve			$194.75	$194.75	$17.55	$212.30	Indemnity	$163.55
Queenstown Lakes District Council	Queenstown Lakes District, Otago	10147911	10142694	9999407	{8DB9E3ED-39E0-49D1-A10E-5E34A5E0E822}	4 SHOTOVER DELTA ROAD LOWER SHOTOVER QUEENSTOWN 9304	Aib-24	Sewerage	Pumps	Pump			$11,668.30	$11,668.30	$1,051.49	$12,719.80	Indemnity	$6,783.83
Queenstown Lakes District Council	Queenstown Lakes District, Otago	10147912	10142694	9999368	{8DB9E3ED-39E0-49D1-A10E-5E34A5E0E822}	4 SHOTOVER DELTA ROAD LOWER SHOTOVER QUEENSTOWN 9304	Aib-24	Sewerage	Pumps	Pump			$14,584.61	$14,584.61	$1,314.30	$15,898.91	Indemnity	$8,479.34
Queenstown Lakes District Council	Queenstown Lakes District, Otago	10147913	10142698	9999001	{88D8FB66-3245-42EF-A03E-3A2F9D75B9DE}	FLORENCE CLOSE QUEENSTOWN HILL QUEENSTOWN 9300	Aib-24	Water Supply	Pumps	Pump			$16,406.91	$16,406.91	$1,478.51	$17,885.42	reinstatement	$17,885.42
Queenstown Lakes District Council	Queenstown Lakes District, Otago	10147914	10142694	9999357	{8DB9E3ED-39E0-49D1-A10E-5E34A5E0E822}	4 SHOTOVER DELTA ROAD LOWER SHOTOVER QUEENSTOWN 9304	Aib-24	Sewerage	Miscellaneous	Macerator			$68,866.02	$68,866.02	$6,205.89	$75,071.91	Indemnity	$40,038.00
Queenstown Lakes District Council	Queenstown Lakes District, Otago	10147915	10142694	9999551	{8DB9E3ED-39E0-49D1-A10E-5E34A5E0E822}	4 SHOTOVER DELTA ROAD LOWER SHOTOVER QUEENSTOWN 9304	Aib-24	Sewerage	Structures	MCC Building			$172,867.79	$172,867.79	$15,578.05	$188,445.84	Indemnity	$145,171.80
Queenstown Lakes District Council	Queenstown Lakes District, Otago	10147916	10142627	79831	{7AE69CE2-C9B4-45F2-BCC0-7DCB1E4A6C66}	16 LLOYD DUNN AVENUE RD 2 WANAKA 9305	Aib-24	Sewerage	Structures	MCC Building			$47,081.87	$47,081.87	$4,242.80	$51,324.67	Reinstatement	$51,324.67
Queenstown Lakes District Council	Queenstown Lakes District, Otago	10147917	10142694	9999550	{8DB9E3ED-39E0-49D1-A10E-5E34A5E0E822}	4 SHOTOVER DELTA ROAD LOWER SHOTOVER QUEENSTOWN 9304	Aib-24	Sewerage	Structures	MCC Building			$876,162.20	$876,162.20	$78,955.71	$955,117.91	Indemnity	$735,788.00
Queenstown Lakes District Council	Queenstown Lakes District, Otago	10147918	10142694	9999568	{8DB9E3ED-39E0-49D1-A10E-5E34A5E0E822}	4 SHOTOVER DELTA ROAD LOWER SHOTOVER QUEENSTOWN 9304	Aib-24	Sewerage	Structures	Shed			$136,326.62	$136,326.62	$12,285.13	$148,611.75	Reinstatement	$148,611.75
Queenstown Lakes District Council	Queenstown Lakes District, Otago	10147919	10142694	9999189	{8DB9E3ED-39E0-49D1-A10E-5E34A5E0E822}	4 SHOTOVER DELTA ROAD LOWER SHOTOVER QUEENSTOWN 9304	Aib-24	Sewerage	Mixer	Mixer			$24,918.68	$24,918.68	$2,245.56	$27,164.23	Indemnity	$14,487.46
Queenstown Lakes District Council	Queenstown Lakes District, Otago	10147920	10142694	9999185	{8DB9E3ED-39E0-49D1-A10E-5E34A5E0E822}	4 SHOTOVER DELTA ROAD LOWER SHOTOVER QUEENSTOWN 9304	Aib-24	Sewerage	Mixer	Mixer			$14,447.11	$14,447.11	$1,301.91	$15,749.01	Indemnity	$8,399.40
Queenstown Lakes District Council	Queenstown Lakes District, Otago	10147921	10142698	9999015	{88D8FB66-3245-42EF-A03E-3A2F9D75B9DE}	FLORENCE CLOSE QUEENSTOWN HILL QUEENSTOWN 9300	Aib-24	Water Supply	Electrical Equipment	Pressure Gauge			$903.13	$903.13	$81.39	$984.52	reinstatement	$984.52
Queenstown Lakes District Council	Queenstown Lakes District, Otago	10147922	10142694	9999415	{8DB9E3ED-39E0-49D1-A10E-5E34A5E0E822}	4 SHOTOVER DELTA ROAD LOWER SHOTOVER QUEENSTOWN 9304	Aib-24	Sewerage	TPBS Valves	Valve			$780.66	$780.66	$70.35	$851.01	Indemnity	$655.59
Queenstown Lakes District Council	Queenstown Lakes District, Otago	10147923	10142694	9999186	{8DB9E3ED-39E0-49D1-A10E-5E34A5E0E822}	4 SHOTOVER DELTA ROAD LOWER SHOTOVER QUEENSTOWN 9304	Aib-24	Sewerage	Mixer	Mixer			$14,447.11	$14,447.11	$1,301.91	$15,749.01	Indemnity	$8,399.40
Queenstown Lakes District Council	Queenstown Lakes District, Otago	10147924	10142694	9999187	{8DB9E3ED-39E0-49D1-A10E-5E34A5E0E822}	4 SHOTOVER DELTA ROAD LOWER SHOTOVER QUEENSTOWN 9304	Aib-24	Sewerage	Mixer	Mixer			$34,130.00	$34,130.00	$3,075.64	$37,205.64	Indemnity	$19,842.83
Queenstown Lakes District Council	Queenstown Lakes District, Otago	10147925	10142694	9999159	{8DB9E3ED-39E0-49D1-A10E-5E34A5E0E822}	4 SHOTOVER DELTA ROAD LOWER SHOTOVER QUEENSTOWN 9304	Aib-24	Sewerage	Mixer	Mixer			$27,267.99	$27,267.99	$2,457.27	$29,725.26	Indemnity	$22,899.26
Queenstown Lakes District Council	Queenstown Lakes District, Otago	10147926	10142694	9999286	{8DB9E3ED-39E0-49D1-A10E-5E34A5E0E822}	4 SHOTOVER DELTA ROAD LOWER SHOTOVER QUEENSTOWN 9304	Aib-24	Sewerage	Electrical Equipment	Pressure Gauge			$869.19	$869.19	$78.33	$947.52	Indemnity	$393.04
Queenstown Lakes District Council	Queenstown Lakes District, Otago	10147927	10142694	9999287	{8DB9E3ED-39E0-49D1-A10E-5E34A5E0E822}	4 SHOTOVER DELTA ROAD LOWER SHOTOVER QUEENSTOWN 9304	Aib-24	Sewerage	Electrical Equipment	Pressure Gauge			$869.19	$869.19	$78.33	$947.52	Indemnity	$393.04
Queenstown Lakes District Council	Queenstown Lakes District, Otago	10147928	10142694	9999420	{8DB9E3ED-39E0-49D1-A10E-5E34A5E0E822}	4 SHOTOVER DELTA ROAD LOWER SHOTOVER QUEENSTOWN 9304	Aib-24	Sewerage	Electrical Equipment	Pressure Gauge			$903.13	$903.13	$81.39	$984.52	Indemnity	$408.39
Queenstown Lakes District Council	Queenstown Lakes District, Otago	10147929	10142694	9999421	{8DB9E3ED-39E0-49D1-A10E-5E34A5E0E822}	4 SHOTOVER DELTA ROAD LOWER SHOTOVER QUEENSTOWN 9304	Aib-24	Sewerage	Electrical Equipment	Pressure Switch			$2,228.22	$2,228.22	$200.80	$2,429.02	Indemnity	$1,007.58
Queenstown Lakes District Council	Queenstown Lakes District, Otago	10147930	10142694	9999410	{8DB9E3ED-39E0-49D1-A10E-5E34A5E0E822}	4 SHOTOVER DELTA ROAD LOWER SHOTOVER QUEENSTOWN 9304	Aib-24	Sewerage	Electrical Equipment	Pressure Switch			$894.02	$894.02	$80.57	$974.59	Indemnity	$519.78
Queenstown Lakes District Council	Queenstown Lakes District, Otago	10147931	10142694	9999507	{8DB9E3ED-39E0-49D1-A10E-5E34A5E0E822}	4 SHOTOVER DELTA ROAD LOWER SHOTOVER QUEENSTOWN 9304	Aib-24	Sewerage	TPBS Valves	Valve			$1,171.81	$1,171.81	$105.60	$1,277.41	Indemnity	$984.07
Queenstown Lakes District Council	Queenstown Lakes District, Otago	10147932	10142694	9999441	{8DB9E3ED-39E0-49D1-A10E-5E34A5E0E822}	4 SHOTOVER DELTA ROAD LOWER SHOTOVER QUEENSTOWN 9304	Aib-24	Sewerage	TPBS Valves	Valve			$780.66	$780.66	$70.35	$851.01	Indemnity	$655.59
Queenstown Lakes District Council	Queenstown Lakes District, Otago	10147933	10142698	9999020	{88D8FB66-3245-42EF-A03E-3A2F9D75B9DE}	FLORENCE CLOSE QUEENSTOWN HILL QUEENSTOWN 9300	Aib-24	Water Supply	TPBS Valves	Non Return Valve			$977.06	$977.06	$88.05	$1,065.11	reinstatement	$1,065.11
Queenstown Lakes District Council	Queenstown Lakes District, Otago	10147934	10142698	9999022	{88D8FB66-3245-42EF-A03E-3A2F9D75B9DE}	FLORENCE CLOSE QUEENSTOWN HILL QUEENSTOWN 9300	Aib-24	Water Supply	TPBS Valves	Non Return Valve			$5,469.55	$5,469.55	$492.89	$5,962.44	reinstatement	$5,962.44
Queenstown Lakes District Council	Queenstown Lakes District, Otago	10147935	10142695	9999055	{14FCAE5D-C559-4861-9924-0D25D8A8A142}	CARDRONA VALLEY ROAD RD 2 WANAKA 9382	Aib-24	Sewerage	TPBS Valves	Non Return Valve			$977.06	$977.06	$88.05	$1,065.11	Indemnity	$821.71
Queenstown Lakes District Council	Queenstown Lakes District, Otago	10147936	10142698	9999021	{88D8FB66-3245-42EF-A03E-3A2F9D75B9DE}	FLORENCE CLOSE QUEENSTOWN HILL QUEENSTOWN 9300	Aib-24	Water Supply	TPBS Valves	Non Return Valve			$977.06	$977.06	$88.05	$1,065.11	reinstatement	$1,065.11
Queenstown Lakes District Council	Queenstown Lakes District, Otago	10147937	10142693	9999033	{1F00FD0E-6BDD-44B3-BC69-88D02FC0194F}	HAYES CREEK ROAD LAKE HAYES QUEENSTOWN 9304	Aib-24	Sewerage	TPBS Valves	Non Return Valve			$977.06	$977.06	$88.05	$1,065.11	Indemnity	$821.71
Queenstown Lakes District Council	Queenstown Lakes District, Otago	10147938	10142894	9999583	{FF125375-06C6-4662-A3A3-08296D06A779}	432 PENINSULA ROAD KELVIN HEIGHTS QUEENSTOWN 9300	Aib-24	Water Supply	TPBS Valves	Non Return Valve			$5,207.70	$5,207.70	$469.29	$5,676.99	Indemnity	$3,280.01
Queenstown Lakes District Council	Queenstown Lakes District, Otago	10147939	10142698	9999012	{88D8FB66-3245-42EF-A03E-3A2F9D75B9DE}	FLORENCE CLOSE QUEENSTOWN HILL QUEENSTOWN 9300	Aib-24	Water Supply	TPBS Valves	Non Return Valve			$977.06	$977.06	$88.05	$1,065.11	reinstatement	$1,065.11
Queenstown Lakes District Council	Queenstown Lakes District, Otago	10147940	10142593	2710	{409601BD-D90E-4E61-9D6C-6B85D0F4DF2D}	WIDGEON PLACE LAKE HAYES QUEENSTOWN 9304	Aib-24	Water Supply	Structures	Pump station buildin			$186,768.03	$186,768.03	$16,830.68	$203,598.70	Reinstatement	$203,598.70
Queenstown Lakes District Council	Queenstown Lakes District, Otago	10147941	10142693	9999032	{1F00FD0E-6BDD-44B3-BC69-88D02FC0194F}	HAYES CREEK ROAD LAKE HAYES QUEENSTOWN 9304	Aib-24	Sewerage	TPBS Valves	Non Return Valve			$2,148.86	$2,148.86	$193.65	$2,342.51	Indemnity	$1,807.20
Queenstown Lakes District Council	Queenstown Lakes District, Otago	10147942	10142664	250766	{8B7815F9-F066-4EF4-8660-1250182FF865}	49 FRANKTON ROAD QUEENSTOWN 9300	Aib-24	Water Supply	Structures	Pump station buildin			$391,026.93	$391,026.93	$35,237.55	$426,264.48	Reinstatement	$426,264.48
Queenstown Lakes District Council	Queenstown Lakes District, Otago	10147943	10142694	9999575	{8DB9E3ED-39E0-49D1-A10E-5E34A5E0E822}	4 SHOTOVER DELTA ROAD LOWER SHOTOVER QUEENSTOWN 9304	Aib-24	Sewerage	Structures	Pump station buildin			$30,542.79	$30,542.79	$2,752.38	$33,295.16	Indemnity	$25,649.38
Queenstown Lakes District Council	Queenstown Lakes District, Otago	10147944	10142582	2705	{477EA4C2-25BA-4D6A-BEC9-539B3FCAF720}	BEACON POINT ROAD WANAKA 9305	Aib-24	Water Supply	Structures	Pump station buildin			$282,546.92	$282,546.92	$25,461.83	$308,008.75	Reinstatement	$308,008.75
Queenstown Lakes District Council	Queenstown Lakes District, Otago	10147945	10142603	2714	{EC46EEB1-EF9F-48C0-95C7-4CA024BE0281}	GLENORCHY-QUEENSTOWN ROAD CLOSEBURN QUEENSTOWN 9371	Aib-24	Water Supply	Structures	Pump station buildin			$186,768.03	$186,768.03	$16,830.68	$203,598.70	Reinstatement	$203,598.70
Queenstown Lakes District Council	Queenstown Lakes District, Otago	10147946	10142696	9999076	{90574728-F2C5-4A5D-BF5C-EEB779B42473}	MEADOWSTONE	Aib-24	Sewerage	TPBS Valves	Non Return Valve	2017	01/07/2017	$2,148.86	$2,148.86	$193.65	$2,342.51	Indemnity	$1,812.29
Queenstown Lakes District Council	Queenstown Lakes District, Otago	10147947	10142632	215576	{BE622366-B21E-40B0-B52D-0BD9DAF4CACE}	BROADVIEW RISE	Aib-24	Water Supply	Structures	Pump station buildin			$97,236.02	$97,236.02	$8,762.46	$105,998.48	Reinstatement	$105,998.48
Queenstown Lakes District Council	Queenstown Lakes District, Otago	10147948	10142577	2738	{9936C7C0-C45B-4D68-A288-0AB32482126A}	LAKESIDE ROAD	Aib-24	Sewerage	Structures	Pump station buildin			$141,171.43	$141,171.43	$12,721.72	$153,893.15	Reinstatement	$153,893.15
Queenstown Lakes District Council	Queenstown Lakes District, Otago	10147949	10142665	272679	{02318D7F-5BF6-4A37-9EA3-E3851CC07AC8}	DURHAM STREET ARROWTOWN 9302	Aib-24	Water Supply	Structures	Pump station buildin			$391,026.93	$391,026.93	$35,237.55	$426,264.48	Reinstatement	$426,264.48
Queenstown Lakes District Council	Queenstown Lakes District, Otago	10147950	10142625	79325	{6EFDB77B-3B91-437E-8013-7F0743951CC5}	ALBERTOWN	Aib-24	Sewerage	Structures	Pump station buildin			$391,026.93	$391,026.93	$35,237.55	$426,264.48	Reinstatement	$426,264.48
Queenstown Lakes District Council	Queenstown Lakes District, Otago	10147951	10142894	9999597	{FF125375-06C6-4662-A3A3-08296D06A779}	432 PENINSULA ROAD KELVIN HEIGHTS QUEENSTOWN 9300	Aib-24	Water Supply	Structures	Pump station buildin			$225,704.61	$225,704.61	$20,339.46	$246,044.07	Reinstatement	$246,044.07
Queenstown Lakes District Council	Queenstown Lakes District, Otago	10147952	10142580	2696	{CBD06528-72E0-4678-BC4A-93B207D1B10E}	163 ARDMORE STREET WANAKA 9305	Aib-24	Sewerage	Structures	Pump station buildin			$239,031.45	$239,031.45	$21,540.42	$260,571.86	Reinstatement	$260,571.86
Queenstown Lakes District Council	Queenstown Lakes District, Otago	10147953	10142601	2706	{8B5EA8A0-1142-4E33-8F12-0992C807F3CD}	LAKE ESPLANADE QUEENSTOWN 9300	Aib-24	Water Supply	Structures	Pump station buildin			$133,674.86	$133,674.86	$12,046.16	$145,721.03	Reinstatement	$145,721.03
Queenstown Lakes District Council	Queenstown Lakes District, Otago	10147954	10142694	9999156	{8DB9E3ED-39E0-49D1-A10E-5E34A5E0E822}	4 SHOTOVER DELTA ROAD LOWER SHOTOVER QUEENSTOWN 9304	Aib-24	Sewerage	TPBS Valves	Valve			$194.75	$194.75	$17.55	$212.30	Indemnity	$163.55
Queenstown Lakes District Council	Queenstown Lakes District, Otago	10147955	10142695	9999053	{14FCAE5D-C559-4861-9924-0D25D8A8A142}	CARDRONA VALLEY ROAD RD 2 WANAKA 9382	Aib-24	Sewerage	TPBS Valves	Non Return Valve			$2,148.86	$2,148.86	$193.65	$2,342.51	Indemnity	$1,807.20
Queenstown Lakes District Council	Queenstown Lakes District, Otago	10147956	10142694	9999339	{8DB9E3ED-39E0-49D1-A10E-5E34A5E0E822}	4 SHOTOVER DELTA ROAD LOWER SHOTOVER QUEENSTOWN 9304	Aib-24	Sewerage	Electrical Equipment	Variable Speed Drive			$24,080.69	$24,080.69	$2,170.04	$26,250.73	Indemnity	$14,000.27
Queenstown Lakes District Council	Queenstown Lakes District, Otago	10147957	10142894	9999582	{FF125375-06C6-4662-A3A3-08296D06A779}	432 PENINSULA ROAD KELVIN HEIGHTS QUEENSTOWN 9300	Aib-24	Water Supply	TPBS Valves	Non Return Valve			$3,204.48	$3,204.48	$288.77	$3,493.25	Indemnity	$2,018.30
Queenstown Lakes District Council	Queenstown Lakes District, Otago	10147958	10142895	9999601	{DD40439E-40D4-47E8-A05F-B21C440228BE}	432 PENINSULA ROAD KELVIN HEIGHTS QUEENSTOWN 9300	Aib-24	Water Supply	Structures	Reservoir			$46,973.81	$46,973.81	$4,233.06	$51,206.87	Reinstatement	$51,206.87
Queenstown Lakes District Council	Queenstown Lakes District, Otago	10147959	10142661	9999094	{56A21E94-81E6-40D2-B142-B2A270952F62}	OLD SCHOOL ROAD RD 1 QUEENSTOWN 9371	Aib-24	Sewerage	TPBS Valves	Non Return Valve			$2,148.86	$2,148.86	$193.65	$2,342.51	Indemnity	$1,658.06
Queenstown Lakes District Council	Queenstown Lakes District, Otago	10147960	10142695	9999054	{14FCAE5D-C559-4861-9924-0D25D8A8A142}	CARDRONA VALLEY ROAD RD 2 WANAKA 9382	Aib-24	Sewerage	TPBS Valves	Non Return Valve			$2,148.86	$2,148.86	$193.65	$2,342.51	Indemnity	$1,807.20
Queenstown Lakes District Council	Queenstown Lakes District, Otago	10147961	10142694	9999409	{8DB9E3ED-39E0-49D1-A10E-5E34A5E0E822}	4 SHOTOVER DELTA ROAD LOWER SHOTOVER QUEENSTOWN 9304	Aib-24	Sewerage	Electrical Equipment	Variable Speed Drive			$4,086.27	$4,086.27	$368.24	$4,454.51	Indemnity	$2,375.72
Queenstown Lakes District Council	Queenstown Lakes District, Otago	10147962	10110549	9999600	{4E782017-4D2C-45FA-99FE-4DE5EB92B9E0}	JONES AVENUE LOWER SHOTOVER QUEENSTOWN 9304	Aib-24	Water Supply	Structures	Reservoir			$733,503.18	$733,503.18	$66,099.94	$799,603.12	Reinstatement	$799,603.12
Queenstown Lakes District Council	Queenstown Lakes District, Otago	10147963	10142661	9999095	{56A21E94-81E6-40D2-B142-B2A270952F62}	OLD SCHOOL ROAD RD 1 QUEENSTOWN 9371	Aib-24	Sewerage	TPBS Valves	Non Return Valve			$2,148.86	$2,148.86	$193.65	$2,342.51	Indemnity	$1,658.06
Queenstown Lakes District Council	Queenstown Lakes District, Otago	10147964	10142694	9999569	{8DB9E3ED-39E0-49D1-A10E-5E34A5E0E822}	4 SHOTOVER DELTA ROAD LOWER SHOTOVER QUEENSTOWN 9304	Aib-24	Sewerage	Miscellaneous	Access Road			$385,875.05	$385,875.05	$34,773.29	$420,648.33	Indemnity	$324,052.13
Queenstown Lakes District Council	Queenstown Lakes District, Otago	10147965	10142661	9999106	{56A21E94-81E6-40D2-B142-B2A270952F62}	OLD SCHOOL ROAD RD 1 QUEENSTOWN 9371	Aib-24	Sewerage	Miscellaneous	Odour Absorbtion Bed			$16,991.63	$16,991.63	$1,531.21	$18,522.84	Indemnity	$13,110.70
Queenstown Lakes District Council	Queenstown Lakes District, Otago	10147966	10142661	9999109	{56A21E94-81E6-40D2-B142-B2A270952F62}	OLD SCHOOL ROAD RD 1 QUEENSTOWN 9371	Aib-24	Sewerage	Structures	Well			$23,506.14	$23,506.14	$2,118.27	$25,624.41	Indemnity	$19,391.27
Queenstown Lakes District Council	Queenstown Lakes District, Otago	10147967	10142694	9999414	{8DB9E3ED-39E0-49D1-A10E-5E34A5E0E822}	4 SHOTOVER DELTA ROAD LOWER SHOTOVER QUEENSTOWN 9304	Aib-24	Sewerage	Flow Meter	Rotameter			$2,529.78	$2,529.78	$227.97	$2,757.75	Indemnity	$1,143.95
Queenstown Lakes District Council	Queenstown Lakes District, Otago	10147968	10142694	9999307	{8DB9E3ED-39E0-49D1-A10E-5E34A5E0E822}	4 SHOTOVER DELTA ROAD LOWER SHOTOVER QUEENSTOWN 9304	Aib-24	Sewerage	Structures	Retaining Walls Bund			$72,103.01	$72,103.01	$6,497.59	$78,600.60	Indemnity	$60,551.04
Queenstown Lakes District Council	Queenstown Lakes District, Otago	10147969	10142694	9999250	{8DB9E3ED-39E0-49D1-A10E-5E34A5E0E822}	4 SHOTOVER DELTA ROAD LOWER SHOTOVER QUEENSTOWN 9304	Aib-24	Sewerage	Structures	Retaining Walls Bund			$59,604.12	$59,604.12	$5,371.25	$64,975.36	Indemnity	$50,054.65
Queenstown Lakes District Council	Queenstown Lakes District, Otago	10147970	10142694	9999285	{8DB9E3ED-39E0-49D1-A10E-5E34A5E0E822}	4 SHOTOVER DELTA ROAD LOWER SHOTOVER QUEENSTOWN 9304	Aib-24	Sewerage	Structures	Retaining Walls Bund			$132,574.97	$132,574.97	$11,947.05	$144,522.01	Indemnity	$111,334.49
Queenstown Lakes District Council	Queenstown Lakes District, Otago	10147971	10142694	9999170	{8DB9E3ED-39E0-49D1-A10E-5E34A5E0E822}	4 SHOTOVER DELTA ROAD LOWER SHOTOVER QUEENSTOWN 9304	Aib-24	Sewerage	Structures	Retaining Walls Bund			$77,542.16	$77,542.16	$6,987.74	$84,529.90	Indemnity	$65,118.75
Queenstown Lakes District Council	Queenstown Lakes District, Otago	10147972	10142694	9999323	{8DB9E3ED-39E0-49D1-A10E-5E34A5E0E822}	4 SHOTOVER DELTA ROAD LOWER SHOTOVER QUEENSTOWN 9304	Aib-24	Sewerage	Strainer	Strainer			$2,248.69	$2,248.69	$202.64	$2,451.33	Indemnity	$1,307.36
Queenstown Lakes District Council	Queenstown Lakes District, Otago	10147973	10142694	9999330	{8DB9E3ED-39E0-49D1-A10E-5E34A5E0E822}	4 SHOTOVER DELTA ROAD LOWER SHOTOVER QUEENSTOWN 9304	Aib-24	Sewerage	Electrical Equipment	Pressure Transducer			$2,300.70	$2,300.70	$207.33	$2,508.03	Indemnity	$1,040.36
Queenstown Lakes District Council	Queenstown Lakes District, Otago	10147974	10142607	9999138	{5425FD7B-4B2A-4B6A-A215-FF2D1C28899D}	3840 ALICE BURN DRIVE RD 3 CROMWELL 9383	Aib-24	Sewerage	Miscellaneous	Septic Tanks			$65,790.75	$65,790.75	$5,928.76	$71,719.51	Indemnity	$40,800.07
Queenstown Lakes District Council	Queenstown Lakes District, Otago	10147975	10142607	9999141	{5425FD7B-4B2A-4B6A-A215-FF2D1C28899D}	3840 ALICE BURN DRIVE RD 3 CROMWELL 9383	Aib-24	Sewerage	Miscellaneous	Septic Tanks			$65,790.75	$65,790.75	$5,928.76	$71,719.51	Indemnity	$40,800.07
Queenstown Lakes District Council	Queenstown Lakes District, Otago	10147976	10142607	9999140	{5425FD7B-4B2A-4B6A-A215-FF2D1C28899D}	3840 ALICE BURN DRIVE RD 3 CROMWELL 9383	Aib-24	Sewerage	Miscellaneous	Septic Tanks			$65,790.75	$65,790.75	$5,928.76	$71,719.51	Indemnity	$40,800.07
Queenstown Lakes District Council	Queenstown Lakes District, Otago	10147977	10142694	9999319	{8DB9E3ED-39E0-49D1-A10E-5E34A5E0E822}	4 SHOTOVER DELTA ROAD LOWER SHOTOVER QUEENSTOWN 9304	Aib-24	Sewerage	Electrical Equipment	Pressure Indicating			$3,610.22	$3,610.22	$325.34	$3,935.56	Indemnity	$1,632.51
Queenstown Lakes District Council	Queenstown Lakes District, Otago	10147978	10142694	9999364	{8DB9E3ED-39E0-49D1-A10E-5E34A5E0E822}	4 SHOTOVER DELTA ROAD LOWER SHOTOVER QUEENSTOWN 9304	Aib-24	Sewerage	Miscellaneous	Septic Tanks			$772,986.01	$772,986.01	$69,657.95	$842,643.96	Reinstatement	$842,643.96
Queenstown Lakes District Council	Queenstown Lakes District, Otago	10147979	10142694	9999254	{8DB9E3ED-39E0-49D1-A10E-5E34A5E0E822}	4 SHOTOVER DELTA ROAD LOWER SHOTOVER QUEENSTOWN 9304	Aib-24	Sewerage	TPBS Valves	Valve			$194.75	$194.75	$17.55	$212.30	Indemnity	$163.55
Queenstown Lakes District Council	Queenstown Lakes District, Otago	10147980	10142694	9999567	{8DB9E3ED-39E0-49D1-A10E-5E34A5E0E822}	4 SHOTOVER DELTA ROAD LOWER SHOTOVER QUEENSTOWN 9304	Aib-24	Sewerage	Structures	Shed			$130,704.91	$130,704.91	$11,778.53	$142,483.44	Reinstatement	$142,483.44
Queenstown Lakes District Council	Queenstown Lakes District, Otago	10147981	10142694	9999217	{8DB9E3ED-39E0-49D1-A10E-5E34A5E0E822}	4 SHOTOVER DELTA ROAD LOWER SHOTOVER QUEENSTOWN 9304	Aib-24	Sewerage	TPBS Valves	Valve			$1,171.81	$1,171.81	$105.60	$1,277.41	Indemnity	$984.07
Queenstown Lakes District Council	Queenstown Lakes District, Otago	10147982	10142651	9999112	{21337AF7-E88E-4E9F-B2E0-B78235E9937A}	CARDRONA VALLEY ROAD RD 2 WANAKA 9382	Aib-24	Sewerage	Structures	Sludge Storage Tank			$88,542.03	$88,542.03	$7,979.00	$96,521.04	Reinstatement	$96,521.04
Queenstown Lakes District Council	Queenstown Lakes District, Otago	10147983	10142651	9999121	{21337AF7-E88E-4E9F-B2E0-B78235E9937A}	CARDRONA VALLEY ROAD RD 2 WANAKA 9382	Aib-24	Sewerage	Pumps	Pump			$12,211.32	$12,211.32	$1,100.43	$13,311.75	Indemnity	$1,075.69
Queenstown Lakes District Council	Queenstown Lakes District, Otago	10147984	10142694	9999571	{8DB9E3ED-39E0-49D1-A10E-5E34A5E0E822}	4 SHOTOVER DELTA ROAD LOWER SHOTOVER QUEENSTOWN 9304	Aib-24	Sewerage	Pipework	Pipework			$1,399,304.13	$1,399,304.13	$126,098.86	$1,525,402.99	Indemnity	$1,138,957.44
Queenstown Lakes District Council	Queenstown Lakes District, Otago	10147985	10142694	9999570	{8DB9E3ED-39E0-49D1-A10E-5E34A5E0E822}	4 SHOTOVER DELTA ROAD LOWER SHOTOVER QUEENSTOWN 9304	Aib-24	Sewerage	Pipework	Pipework			$1,838,104.98	$1,838,104.98	$165,641.58	$2,003,746.56	Indemnity	$1,496,117.46
Queenstown Lakes District Council	Queenstown Lakes District, Otago	10147986	10142651	9999120	{21337AF7-E88E-4E9F-B2E0-B78235E9937A}	CARDRONA VALLEY ROAD RD 2 WANAKA 9382	Aib-24	Sewerage	Pumps	Pump			$12,211.32	$12,211.32	$1,100.43	$13,311.75	Indemnity	$1,075.69
Queenstown Lakes District Council	Queenstown Lakes District, Otago	10147987	10142694	9999384	{8DB9E3ED-39E0-49D1-A10E-5E34A5E0E822}	4 SHOTOVER DELTA ROAD LOWER SHOTOVER QUEENSTOWN 9304	Aib-24	Sewerage	Pumps	Pump			$30,081.91	$30,081.91	$2,710.84	$32,792.76	Indemnity	$17,489.32
Queenstown Lakes District Council	Queenstown Lakes District, Otago	10147988	10142894	9999595	{FF125375-06C6-4662-A3A3-08296D06A779}	432 PENINSULA ROAD KELVIN HEIGHTS QUEENSTOWN 9300	Aib-24	Water Supply	Pipework	Pipework			$9,412.15	$9,412.15	$848.18	$10,260.33	Indemnity	$5,928.14
Queenstown Lakes District Council	Queenstown Lakes District, Otago	10147989	10142694	9999239	{8DB9E3ED-39E0-49D1-A10E-5E34A5E0E822}	4 SHOTOVER DELTA ROAD LOWER SHOTOVER QUEENSTOWN 9304	Aib-24	Sewerage	TPBS Valves	Valve			$1,954.12	$1,954.12	$176.10	$2,130.22	Indemnity	$1,641.04
Queenstown Lakes District Council	Queenstown Lakes District, Otago	10147990	10142694	9999455	{8DB9E3ED-39E0-49D1-A10E-5E34A5E0E822}	4 SHOTOVER DELTA ROAD LOWER SHOTOVER QUEENSTOWN 9304	Aib-24	Sewerage	TPBS Valves	Valve			$194.75	$194.75	$17.55	$212.30	Indemnity	$163.55
Queenstown Lakes District Council	Queenstown Lakes District, Otago	10147991	10142694	9999530	{8DB9E3ED-39E0-49D1-A10E-5E34A5E0E822}	4 SHOTOVER DELTA ROAD LOWER SHOTOVER QUEENSTOWN 9304	Aib-24	Sewerage	TPBS Valves	Valve			$391.14	$391.14	$35.25	$426.39	Indemnity	$328.47
Queenstown Lakes District Council	Queenstown Lakes District, Otago	10147992	10142694	9999162	{8DB9E3ED-39E0-49D1-A10E-5E34A5E0E822}	4 SHOTOVER DELTA ROAD LOWER SHOTOVER QUEENSTOWN 9304	Aib-24	Sewerage	TPBS Valves	Valve			$15,220.49	$15,220.49	$1,371.60	$16,592.09	Indemnity	$12,781.94
Queenstown Lakes District Council	Queenstown Lakes District, Otago	10147993	10142694	9999224	{8DB9E3ED-39E0-49D1-A10E-5E34A5E0E822}	4 SHOTOVER DELTA ROAD LOWER SHOTOVER QUEENSTOWN 9304	Aib-24	Sewerage	TPBS Valves	Valve			$194.75	$194.75	$17.55	$212.30	Indemnity	$163.55
Queenstown Lakes District Council	Queenstown Lakes District, Otago	10147994	10142695	9999059	{14FCAE5D-C559-4861-9924-0D25D8A8A142}	CARDRONA VALLEY ROAD RD 2 WANAKA 9382	Aib-24	Sewerage	TPBS Valves	Valve			$977.06	$977.06	$88.05	$1,065.11	Indemnity	$821.71
Queenstown Lakes District Council	Queenstown Lakes District, Otago	10147995	10142694	9999352	{8DB9E3ED-39E0-49D1-A10E-5E34A5E0E822}	4 SHOTOVER DELTA ROAD LOWER SHOTOVER QUEENSTOWN 9304	Aib-24	Sewerage	TPBS Valves	Valve			$780.66	$780.66	$70.35	$851.01	Indemnity	$655.59
Queenstown Lakes District Council	Queenstown Lakes District, Otago	10147996	10142698	9999019	{88D8FB66-3245-42EF-A03E-3A2F9D75B9DE}	FLORENCE CLOSE QUEENSTOWN HILL QUEENSTOWN 9300	Aib-24	Water Supply	Electrical Equipment	Telemetry			$31,871.23	$31,871.23	$2,872.09	$34,743.32	reinstatement	$34,743.32
Queenstown Lakes District Council	Queenstown Lakes District, Otago	10147997	10142694	9999356	{8DB9E3ED-39E0-49D1-A10E-5E34A5E0E822}	4 SHOTOVER DELTA ROAD LOWER SHOTOVER QUEENSTOWN 9304	Aib-24	Sewerage	TPBS Valves	Valve			$194.75	$194.75	$17.55	$212.30	Indemnity	$163.55
Queenstown Lakes District Council	Queenstown Lakes District, Otago	10147998	10142694	9999158	{8DB9E3ED-39E0-49D1-A10E-5E34A5E0E822}	4 SHOTOVER DELTA ROAD LOWER SHOTOVER QUEENSTOWN 9304	Aib-24	Sewerage	TPBS Valves	Valve			$585.91	$585.91	$52.80	$638.71	Indemnity	$492.04
Queenstown Lakes District Council	Queenstown Lakes District, Otago	10147999	10142696	9999082	{90574728-F2C5-4A5D-BF5C-EEB779B42473}	MEADOWSTONE	Aib-24	Sewerage	Electrical Equipment	Soft Starter	2017	01/07/2017	$3,274.06	$3,274.06	$295.04	$3,569.10	Indemnity	$2,115.00
Queenstown Lakes District Council	Queenstown Lakes District, Otago	10148000	10142694	9999247	{8DB9E3ED-39E0-49D1-A10E-5E34A5E0E822}	4 SHOTOVER DELTA ROAD LOWER SHOTOVER QUEENSTOWN 9304	Aib-24	Sewerage	TPBS Valves	Valve			$194.75	$194.75	$17.55	$212.30	Indemnity	$163.55
Queenstown Lakes District Council	Queenstown Lakes District, Otago	10148001	10142698	9999011	{88D8FB66-3245-42EF-A03E-3A2F9D75B9DE}	FLORENCE CLOSE QUEENSTOWN HILL QUEENSTOWN 9300	Aib-24	Water Supply	TPBS Valves	Valve			$977.06	$977.06	$88.05	$1,065.11	reinstatement	$1,065.11
Queenstown Lakes District Council	Queenstown Lakes District, Otago	10148002	10142695	9999057	{14FCAE5D-C559-4861-9924-0D25D8A8A142}	CARDRONA VALLEY ROAD RD 2 WANAKA 9382	Aib-24	Sewerage	Pumps	Pump			$7,370.17	$7,370.17	$664.17	$8,034.33	Indemnity	$5,058.61
Queenstown Lakes District Council	Queenstown Lakes District, Otago	10148003	10142694	9999392	{8DB9E3ED-39E0-49D1-A10E-5E34A5E0E822}	4 SHOTOVER DELTA ROAD LOWER SHOTOVER QUEENSTOWN 9304	Aib-24	Sewerage	TPBS Valves	Valve			$1,171.81	$1,171.81	$105.60	$1,277.41	Indemnity	$984.07
Queenstown Lakes District Council	Queenstown Lakes District, Otago	10148004	10142694	9999402	{8DB9E3ED-39E0-49D1-A10E-5E34A5E0E822}	4 SHOTOVER DELTA ROAD LOWER SHOTOVER QUEENSTOWN 9304	Aib-24	Sewerage	TPBS Valves	Valve			$391.14	$391.14	$35.25	$426.39	Indemnity	$328.47
Queenstown Lakes District Council	Queenstown Lakes District, Otago	10148005	10142694	9999211	{8DB9E3ED-39E0-49D1-A10E-5E34A5E0E822}	4 SHOTOVER DELTA ROAD LOWER SHOTOVER QUEENSTOWN 9304	Aib-24	Sewerage	Structures	Tank			$2,853,460.64	$2,853,460.64	$257,140.76	$3,110,601.40	Indemnity	$2,396,293.86
Queenstown Lakes District Council	Queenstown Lakes District, Otago	10148006	10142694	9999416	{8DB9E3ED-39E0-49D1-A10E-5E34A5E0E822}	4 SHOTOVER DELTA ROAD LOWER SHOTOVER QUEENSTOWN 9304	Aib-24	Sewerage	Structures	Polymer Tank			$171,462.35	$171,462.35	$15,451.40	$186,913.74	Indemnity	$77,533.90
Queenstown Lakes District Council	Queenstown Lakes District, Otago	10148007	10142694	9999533	{8DB9E3ED-39E0-49D1-A10E-5E34A5E0E822}	4 SHOTOVER DELTA ROAD LOWER SHOTOVER QUEENSTOWN 9304	Aib-24	Sewerage	TPBS Valves	Valve			$391.14	$391.14	$35.25	$426.39	Indemnity	$328.47
Queenstown Lakes District Council	Queenstown Lakes District, Otago	10148008	10142694	9999310	{8DB9E3ED-39E0-49D1-A10E-5E34A5E0E822}	4 SHOTOVER DELTA ROAD LOWER SHOTOVER QUEENSTOWN 9304	Aib-24	Sewerage	TPBS Valves	Valve			$585.91	$585.91	$52.80	$638.71	Indemnity	$492.04
Queenstown Lakes District Council	Queenstown Lakes District, Otago	10148009	10142693	9999038	{1F00FD0E-6BDD-44B3-BC69-88D02FC0194F}	HAYES CREEK ROAD LAKE HAYES QUEENSTOWN 9304	Aib-24	Sewerage	TPBS Valves	Valve			$2,148.86	$2,148.86	$193.65	$2,342.51	Indemnity	$1,807.20
Queenstown Lakes District Council	Queenstown Lakes District, Otago	10148010	10142694	9999555	{8DB9E3ED-39E0-49D1-A10E-5E34A5E0E822}	4 SHOTOVER DELTA ROAD LOWER SHOTOVER QUEENSTOWN 9304	Aib-24	Sewerage	Sewage Treatment Unit	Treatment Unit			$36,541.17	$36,541.17	$3,292.92	$39,834.09	Indemnity	$29,742.52
Queenstown Lakes District Council	Queenstown Lakes District, Otago	10148011	10142698	9999014	{88D8FB66-3245-42EF-A03E-3A2F9D75B9DE}	FLORENCE CLOSE QUEENSTOWN HILL QUEENSTOWN 9300	Aib-24	Water Supply	Electrical Equipment	Pressure Gauge			$903.13	$903.13	$81.39	$984.52	reinstatement	$984.52
Queenstown Lakes District Council	Queenstown Lakes District, Otago	10148012	10142694	9999167	{8DB9E3ED-39E0-49D1-A10E-5E34A5E0E822}	4 SHOTOVER DELTA ROAD LOWER SHOTOVER QUEENSTOWN 9304	Aib-24	Sewerage	Electrical Equipment	Pressure Gauge			$903.13	$903.13	$81.39	$984.52	Indemnity	$758.44
Queenstown Lakes District Council	Queenstown Lakes District, Otago	10148013	10142698	9999008	{88D8FB66-3245-42EF-A03E-3A2F9D75B9DE}	FLORENCE CLOSE QUEENSTOWN HILL QUEENSTOWN 9300	Aib-24	Water Supply	TPBS Valves	Valve			$977.06	$977.06	$88.05	$1,065.11	reinstatement	$1,065.11
Queenstown Lakes District Council	Queenstown Lakes District, Otago	10148014	10142651	9999126	{21337AF7-E88E-4E9F-B2E0-B78235E9937A}	CARDRONA VALLEY ROAD RD 2 WANAKA 9382	Aib-24	Sewerage	Electrical Equipment	Telemetry Unit			$33,254.20	$33,254.20	$2,996.72	$36,250.91	Indemnity	$2,929.34
Queenstown Lakes District Council	Queenstown Lakes District, Otago	10148015	10142894	9999578	{FF125375-06C6-4662-A3A3-08296D06A779}	432 PENINSULA ROAD KELVIN HEIGHTS QUEENSTOWN 9300	Aib-24	Water Supply	Pumps	Pump			$6,112.78	$6,112.78	$550.86	$6,663.64	Indemnity	$3,850.07
Queenstown Lakes District Council	Queenstown Lakes District, Otago	10148016	10142694	9999574	{8DB9E3ED-39E0-49D1-A10E-5E34A5E0E822}	4 SHOTOVER DELTA ROAD LOWER SHOTOVER QUEENSTOWN 9304	Aib-24	Sewerage	Structures	UV Plant			$183,550.17	$183,550.17	$16,540.70	$200,090.87	Indemnity	$154,142.70
Queenstown Lakes District Council	Queenstown Lakes District, Otago	10148017	10142694	9999303	{8DB9E3ED-39E0-49D1-A10E-5E34A5E0E822}	4 SHOTOVER DELTA ROAD LOWER SHOTOVER QUEENSTOWN 9304	Aib-24	Sewerage	Structures	UV Plant			$14,445.00	$14,445.00	$1,301.72	$15,746.72	Indemnity	$6,531.91
Queenstown Lakes District Council	Queenstown Lakes District, Otago	10148018	10142694	9999289	{8DB9E3ED-39E0-49D1-A10E-5E34A5E0E822}	4 SHOTOVER DELTA ROAD LOWER SHOTOVER QUEENSTOWN 9304	Aib-24	Sewerage	Electrical Equipment	Pressure Gauge			$869.19	$869.19	$78.33	$947.52	Indemnity	$393.04
Queenstown Lakes District Council	Queenstown Lakes District, Otago	10148019	10142694	9999391	{8DB9E3ED-39E0-49D1-A10E-5E34A5E0E822}	4 SHOTOVER DELTA ROAD LOWER SHOTOVER QUEENSTOWN 9304	Aib-24	Sewerage	TPBS Valves	Valve			$391.14	$391.14	$35.25	$426.39	Indemnity	$328.47
Queenstown Lakes District Council	Queenstown Lakes District, Otago	10146620	10142560	210278	{651DED27-2CF7-4E8C-9EBE-4D1D6ADF66AA}	WILLOW PLACE	Aib-24	Sewerage	Flow Meter	Flowmeter	2009	01/05/2009	$0.00	$0.00	$0.00	$0.00	Indemnity	$0.00
Queenstown Lakes District Council	Queenstown Lakes District, Otago	10148020	10142694	9999398	{8DB9E3ED-39E0-49D1-A10E-5E34A5E0E822}	4 SHOTOVER DELTA ROAD LOWER SHOTOVER QUEENSTOWN 9304	Aib-24	Sewerage	TPBS Valves	Valve			$194.75	$194.75	$17.55	$212.30	Indemnity	$163.55
Queenstown Lakes District Council	Queenstown Lakes District, Otago	10148021	10142694	9999426	{8DB9E3ED-39E0-49D1-A10E-5E34A5E0E822}	4 SHOTOVER DELTA ROAD LOWER SHOTOVER QUEENSTOWN 9304	Aib-24	Sewerage	TPBS Valves	Valve			$194.75	$194.75	$17.55	$212.30	Indemnity	$163.55
Queenstown Lakes District Council	Queenstown Lakes District, Otago	10148022	10142694	9999297	{8DB9E3ED-39E0-49D1-A10E-5E34A5E0E822}	4 SHOTOVER DELTA ROAD LOWER SHOTOVER QUEENSTOWN 9304	Aib-24	Sewerage	Electrical Equipment	UV System			$906,501.79	$906,501.79	$81,689.78	$988,191.57	Indemnity	$527,030.82
Queenstown Lakes District Council	Queenstown Lakes District, Otago	10148023	10142894	9999591	{FF125375-06C6-4662-A3A3-08296D06A779}	432 PENINSULA ROAD KELVIN HEIGHTS QUEENSTOWN 9300	Aib-24	Water Supply	TPBS Valves	Valve			$5,207.70	$5,207.70	$469.29	$5,676.99	Indemnity	$3,280.01
Queenstown Lakes District Council	Queenstown Lakes District, Otago	10148024	10142694	9999497	{8DB9E3ED-39E0-49D1-A10E-5E34A5E0E822}	4 SHOTOVER DELTA ROAD LOWER SHOTOVER QUEENSTOWN 9304	Aib-24	Sewerage	Electrical Equipment	UV System			$133,515.76	$133,515.76	$12,031.83	$145,547.59	Indemnity	$77,624.69
Queenstown Lakes District Council	Queenstown Lakes District, Otago	10148025	10142694	9999518	{8DB9E3ED-39E0-49D1-A10E-5E34A5E0E822}	4 SHOTOVER DELTA ROAD LOWER SHOTOVER QUEENSTOWN 9304	Aib-24	Sewerage	TPBS Valves	Valve			$391.14	$391.14	$35.25	$426.39	Indemnity	$328.47
Queenstown Lakes District Council	Queenstown Lakes District, Otago	10148026	10142661	9999099	{56A21E94-81E6-40D2-B142-B2A270952F62}	OLD SCHOOL ROAD RD 1 QUEENSTOWN 9371	Aib-24	Sewerage	TPBS Valves	Valve			$2,148.86	$2,148.86	$193.65	$2,342.51	Indemnity	$1,658.06
Queenstown Lakes District Council	Queenstown Lakes District, Otago	10148027	10142693	9999035	{1F00FD0E-6BDD-44B3-BC69-88D02FC0194F}	HAYES CREEK ROAD LAKE HAYES QUEENSTOWN 9304	Aib-24	Sewerage	Pumps	Pump			$7,370.17	$7,370.17	$664.17	$8,034.33	Indemnity	$5,058.61
Queenstown Lakes District Council	Queenstown Lakes District, Otago	10148028	10142694	9999166	{8DB9E3ED-39E0-49D1-A10E-5E34A5E0E822}	4 SHOTOVER DELTA ROAD LOWER SHOTOVER QUEENSTOWN 9304	Aib-24	Sewerage	Pumps	Pump			$55,240.82	$55,240.82	$4,978.05	$60,218.87	Indemnity	$46,390.42
Queenstown Lakes District Council	Queenstown Lakes District, Otago	10148029	10142894	9999579	{FF125375-06C6-4662-A3A3-08296D06A779}	432 PENINSULA ROAD KELVIN HEIGHTS QUEENSTOWN 9300	Aib-24	Water Supply	Pumps	Pump			$6,112.78	$6,112.78	$550.86	$6,663.64	Indemnity	$3,850.07
Queenstown Lakes District Council	Queenstown Lakes District, Otago	10148030	10142693	9999047	{1F00FD0E-6BDD-44B3-BC69-88D02FC0194F}	HAYES CREEK ROAD LAKE HAYES QUEENSTOWN 9304	Aib-24	Sewerage	Miscellaneous	Valve Chamber			$6,338.60	$6,338.60	$571.21	$6,909.80	Indemnity	$5,630.16
Queenstown Lakes District Council	Queenstown Lakes District, Otago	10148031	10142661	9999111	{56A21E94-81E6-40D2-B142-B2A270952F62}	OLD SCHOOL ROAD RD 1 QUEENSTOWN 9371	Aib-24	Sewerage	Pumps	Pump			$43,776.93	$43,776.93	$3,944.98	$47,721.91	Indemnity	$25,754.45
Queenstown Lakes District Council	Queenstown Lakes District, Otago	10148032	10142694	9999321	{8DB9E3ED-39E0-49D1-A10E-5E34A5E0E822}	4 SHOTOVER DELTA ROAD LOWER SHOTOVER QUEENSTOWN 9304	Aib-24	Sewerage	Pumps	Pump			$31,175.91	$31,175.91	$2,809.43	$33,985.34	Indemnity	$18,125.35
Queenstown Lakes District Council	Queenstown Lakes District, Otago	10148033	10142694	9999241	{8DB9E3ED-39E0-49D1-A10E-5E34A5E0E822}	4 SHOTOVER DELTA ROAD LOWER SHOTOVER QUEENSTOWN 9304	Aib-24	Sewerage	Pumps	Pump			$13,309.31	$13,309.31	$1,199.37	$14,508.68	Indemnity	$11,176.96
Queenstown Lakes District Council	Queenstown Lakes District, Otago	10148034	10142661	9999096	{56A21E94-81E6-40D2-B142-B2A270952F62}	OLD SCHOOL ROAD RD 1 QUEENSTOWN 9371	Aib-24	Sewerage	Pumps	Pump			$43,776.93	$43,776.93	$3,944.98	$47,721.91	Indemnity	$25,754.45
Queenstown Lakes District Council	Queenstown Lakes District, Otago	10148035	10142698	9999005	{88D8FB66-3245-42EF-A03E-3A2F9D75B9DE}	FLORENCE CLOSE QUEENSTOWN HILL QUEENSTOWN 9300	Aib-24	Water Supply	TPBS Valves	Valve			$977.06	$977.06	$88.05	$1,065.11	reinstatement	$1,065.11
Queenstown Lakes District Council	Queenstown Lakes District, Otago	10148036	10142694	9999370	{8DB9E3ED-39E0-49D1-A10E-5E34A5E0E822}	4 SHOTOVER DELTA ROAD LOWER SHOTOVER QUEENSTOWN 9304	Aib-24	Sewerage	Pumps	Pump			$7,292.30	$7,292.30	$657.15	$7,949.45	Indemnity	$4,239.67
Queenstown Lakes District Council	Queenstown Lakes District, Otago	10148037	10142695	9999069	{14FCAE5D-C559-4861-9924-0D25D8A8A142}	CARDRONA VALLEY ROAD RD 2 WANAKA 9382	Aib-24	Sewerage	Miscellaneous	Valve Chamber			$6,338.60	$6,338.60	$571.21	$6,909.80	Indemnity	$5,630.16
Queenstown Lakes District Council	Queenstown Lakes District, Otago	10148038	10142694	9999495	{8DB9E3ED-39E0-49D1-A10E-5E34A5E0E822}	4 SHOTOVER DELTA ROAD LOWER SHOTOVER QUEENSTOWN 9304	Aib-24	Sewerage	Pumps	Pump			$38,833.91	$38,833.91	$3,499.53	$42,333.45	Indemnity	$22,577.64
Queenstown Lakes District Council	Queenstown Lakes District, Otago	10148039	10142698	9999009	{88D8FB66-3245-42EF-A03E-3A2F9D75B9DE}	FLORENCE CLOSE QUEENSTOWN HILL QUEENSTOWN 9300	Aib-24	Water Supply	TPBS Valves	Valve			$977.06	$977.06	$88.05	$1,065.11	reinstatement	$1,065.11
Queenstown Lakes District Council	Queenstown Lakes District, Otago	10148040	10142696	9999078	{90574728-F2C5-4A5D-BF5C-EEB779B42473}	MEADOWSTONE	Aib-24	Sewerage	Pumps	Pump	2017	01/07/2017	$41,163.84	$41,163.84	$3,709.50	$44,873.34	Indemnity	$29,915.29
Queenstown Lakes District Council	Queenstown Lakes District, Otago	10148041	10142694	9999154	{8DB9E3ED-39E0-49D1-A10E-5E34A5E0E822}	4 SHOTOVER DELTA ROAD LOWER SHOTOVER QUEENSTOWN 9304	Aib-24	Sewerage	TPBS Valves	Valve			$780.66	$780.66	$70.35	$851.01	Indemnity	$655.59
Queenstown Lakes District Council	Queenstown Lakes District, Otago	10148042	10142694	9999157	{8DB9E3ED-39E0-49D1-A10E-5E34A5E0E822}	4 SHOTOVER DELTA ROAD LOWER SHOTOVER QUEENSTOWN 9304	Aib-24	Sewerage	TPBS Valves	Valve			$194.75	$194.75	$17.55	$212.30	Indemnity	$163.55
Queenstown Lakes District Council	Queenstown Lakes District, Otago	10148043	10142594	2707	{E616D674-93A2-4D96-B069-CD60323E1486}	GLENDA DRIVE	Aib-24	Water Supply	Structures	Pump station buildin			$141,171.43	$141,171.43	$12,721.72	$153,893.15	Reinstatement	$153,893.15
Queenstown Lakes District Council	Queenstown Lakes District, Otago	10148044	10142694	9999453	{8DB9E3ED-39E0-49D1-A10E-5E34A5E0E822}	4 SHOTOVER DELTA ROAD LOWER SHOTOVER QUEENSTOWN 9304	Aib-24	Sewerage	TPBS Valves	Valve			$1,562.97	$1,562.97	$140.85	$1,703.82	Indemnity	$1,312.56
Queenstown Lakes District Council	Queenstown Lakes District, Otago	10148045	10142694	9999199	{8DB9E3ED-39E0-49D1-A10E-5E34A5E0E822}	4 SHOTOVER DELTA ROAD LOWER SHOTOVER QUEENSTOWN 9304	Aib-24	Sewerage	TPBS Valves	Valve			$585.91	$585.91	$52.80	$638.71	Indemnity	$492.04
Queenstown Lakes District Council	Queenstown Lakes District, Otago	10148046	10142694	9999454	{8DB9E3ED-39E0-49D1-A10E-5E34A5E0E822}	4 SHOTOVER DELTA ROAD LOWER SHOTOVER QUEENSTOWN 9304	Aib-24	Sewerage	TPBS Valves	Valve			$194.75	$194.75	$17.55	$212.30	Indemnity	$163.55
Queenstown Lakes District Council	Queenstown Lakes District, Otago	10148047	10142694	9999512	{8DB9E3ED-39E0-49D1-A10E-5E34A5E0E822}	4 SHOTOVER DELTA ROAD LOWER SHOTOVER QUEENSTOWN 9304	Aib-24	Sewerage	TPBS Valves	Valve			$391.14	$391.14	$35.25	$426.39	Indemnity	$328.47
Queenstown Lakes District Council	Queenstown Lakes District, Otago	10148048	10142694	9999271	{8DB9E3ED-39E0-49D1-A10E-5E34A5E0E822}	4 SHOTOVER DELTA ROAD LOWER SHOTOVER QUEENSTOWN 9304	Aib-24	Sewerage	TPBS Valves	Valve			$4,492.50	$4,492.50	$404.84	$4,897.34	Indemnity	$3,772.74
Queenstown Lakes District Council	Queenstown Lakes District, Otago	10148049	10142694	9999223	{8DB9E3ED-39E0-49D1-A10E-5E34A5E0E822}	4 SHOTOVER DELTA ROAD LOWER SHOTOVER QUEENSTOWN 9304	Aib-24	Sewerage	TPBS Valves	Valve			$194.75	$194.75	$17.55	$212.30	Indemnity	$163.55
Queenstown Lakes District Council	Queenstown Lakes District, Otago	10148050	10142694	9999517	{8DB9E3ED-39E0-49D1-A10E-5E34A5E0E822}	4 SHOTOVER DELTA ROAD LOWER SHOTOVER QUEENSTOWN 9304	Aib-24	Sewerage	TPBS Valves	Valve			$391.14	$391.14	$35.25	$426.39	Indemnity	$328.47
Queenstown Lakes District Council	Queenstown Lakes District, Otago	10148051	10142695	9999056	{14FCAE5D-C559-4861-9924-0D25D8A8A142}	CARDRONA VALLEY ROAD RD 2 WANAKA 9382	Aib-24	Sewerage	Pumps	Pump			$7,370.17	$7,370.17	$664.17	$8,034.33	Indemnity	$5,058.61
Queenstown Lakes District Council	Queenstown Lakes District, Otago	10148052	10142694	9999252	{8DB9E3ED-39E0-49D1-A10E-5E34A5E0E822}	4 SHOTOVER DELTA ROAD LOWER SHOTOVER QUEENSTOWN 9304	Aib-24	Sewerage	TPBS Valves	Valve			$12,889.96	$12,889.96	$1,161.58	$14,051.54	Indemnity	$10,824.80
Queenstown Lakes District Council	Queenstown Lakes District, Otago	10148053	10142694	9999404	{8DB9E3ED-39E0-49D1-A10E-5E34A5E0E822}	4 SHOTOVER DELTA ROAD LOWER SHOTOVER QUEENSTOWN 9304	Aib-24	Sewerage	TPBS Valves	Valve			$194.75	$194.75	$17.55	$212.30	Indemnity	$163.55
Queenstown Lakes District Council	Queenstown Lakes District, Otago	10148054	10142694	9999243	{8DB9E3ED-39E0-49D1-A10E-5E34A5E0E822}	4 SHOTOVER DELTA ROAD LOWER SHOTOVER QUEENSTOWN 9304	Aib-24	Sewerage	TPBS Valves	Valve			$2,148.86	$2,148.86	$193.65	$2,342.51	Indemnity	$1,804.58
Queenstown Lakes District Council	Queenstown Lakes District, Otago	10148055	10142694	9999198	{8DB9E3ED-39E0-49D1-A10E-5E34A5E0E822}	4 SHOTOVER DELTA ROAD LOWER SHOTOVER QUEENSTOWN 9304	Aib-24	Sewerage	TPBS Valves	Valve			$977.06	$977.06	$88.05	$1,065.11	Indemnity	$820.52
Queenstown Lakes District Council	Queenstown Lakes District, Otago	10148056	10142694	9999466	{8DB9E3ED-39E0-49D1-A10E-5E34A5E0E822}	4 SHOTOVER DELTA ROAD LOWER SHOTOVER QUEENSTOWN 9304	Aib-24	Sewerage	Pumps	Pump			$14,584.61	$14,584.61	$1,314.30	$15,898.91	Indemnity	$8,479.34
Queenstown Lakes District Council	Queenstown Lakes District, Otago	10148057	10142694	9999215	{8DB9E3ED-39E0-49D1-A10E-5E34A5E0E822}	4 SHOTOVER DELTA ROAD LOWER SHOTOVER QUEENSTOWN 9304	Aib-24	Sewerage	TPBS Valves	Valve			$977.06	$977.06	$88.05	$1,065.11	Indemnity	$820.52
Queenstown Lakes District Council	Queenstown Lakes District, Otago	10148058	10142694	9999540	{8DB9E3ED-39E0-49D1-A10E-5E34A5E0E822}	4 SHOTOVER DELTA ROAD LOWER SHOTOVER QUEENSTOWN 9304	Aib-24	Sewerage	TPBS Valves	Valve			$2,929.53	$2,929.53	$264.00	$3,193.53	Indemnity	$2,460.18
Queenstown Lakes District Council	Queenstown Lakes District, Otago	10148059	10142694	9999528	{8DB9E3ED-39E0-49D1-A10E-5E34A5E0E822}	4 SHOTOVER DELTA ROAD LOWER SHOTOVER QUEENSTOWN 9304	Aib-24	Sewerage	TPBS Valves	Valve			$391.14	$391.14	$35.25	$426.39	Indemnity	$328.47
Queenstown Lakes District Council	Queenstown Lakes District, Otago	10148060	10142694	9999222	{8DB9E3ED-39E0-49D1-A10E-5E34A5E0E822}	4 SHOTOVER DELTA ROAD LOWER SHOTOVER QUEENSTOWN 9304	Aib-24	Sewerage	TPBS Valves	Valve			$194.75	$194.75	$17.55	$212.30	Indemnity	$163.55
Queenstown Lakes District Council	Queenstown Lakes District, Otago	10148061	10142694	9999532	{8DB9E3ED-39E0-49D1-A10E-5E34A5E0E822}	4 SHOTOVER DELTA ROAD LOWER SHOTOVER QUEENSTOWN 9304	Aib-24	Sewerage	TPBS Valves	Valve			$391.14	$391.14	$35.25	$426.39	Indemnity	$328.47
Queenstown Lakes District Council	Queenstown Lakes District, Otago	10148062	10142651	9999113	{21337AF7-E88E-4E9F-B2E0-B78235E9937A}	CARDRONA VALLEY ROAD RD 2 WANAKA 9382	Aib-24	Sewerage	TPBS Valves	Valve			$977.06	$977.06	$88.05	$1,065.11	Indemnity	$631.17
Queenstown Lakes District Council	Queenstown Lakes District, Otago	10148063	10142694	9999527	{8DB9E3ED-39E0-49D1-A10E-5E34A5E0E822}	4 SHOTOVER DELTA ROAD LOWER SHOTOVER QUEENSTOWN 9304	Aib-24	Sewerage	TPBS Valves	Valve			$391.14	$391.14	$35.25	$426.39	Indemnity	$328.47
Queenstown Lakes District Council	Queenstown Lakes District, Otago	10148064	10142694	9999208	{8DB9E3ED-39E0-49D1-A10E-5E34A5E0E822}	4 SHOTOVER DELTA ROAD LOWER SHOTOVER QUEENSTOWN 9304	Aib-24	Sewerage	TPBS Valves	Valve			$780.66	$780.66	$70.35	$851.01	Indemnity	$655.59
Queenstown Lakes District Council	Queenstown Lakes District, Otago	10148065	10115354	9999599	{B6820E45-61A4-4F5D-84DD-C2E5380FB6DD}	449 TUCKER BEACH ROAD RD 1 QUEENSTOWN 9371	Aib-24	Water Supply	Structures	Reservoir			$729,603.86	$729,603.86	$65,748.55	$795,352.41	Reinstatement	$795,352.41
Queenstown Lakes District Council	Queenstown Lakes District, Otago	10148066	10142895	9999602	{DD40439E-40D4-47E8-A05F-B21C440228BE}	432 PENINSULA ROAD KELVIN HEIGHTS QUEENSTOWN 9300	Aib-24	Water Supply	Structures	Reservoir			$46,973.81	$46,973.81	$4,233.06	$51,206.87	Reinstatement	$51,206.87
Queenstown Lakes District Council	Queenstown Lakes District, Otago	10148067	10142693	9999040	{1F00FD0E-6BDD-44B3-BC69-88D02FC0194F}	HAYES CREEK ROAD LAKE HAYES QUEENSTOWN 9304	Aib-24	Sewerage	Electrical Equipment	Soft Starter			$1,723.11	$1,723.11	$155.28	$1,878.38	Indemnity	$1,085.28
Queenstown Lakes District Council	Queenstown Lakes District, Otago	10148068	10142694	9999343	{8DB9E3ED-39E0-49D1-A10E-5E34A5E0E822}	4 SHOTOVER DELTA ROAD LOWER SHOTOVER QUEENSTOWN 9304	Aib-24	Sewerage	TPBS Valves	Valve			$585.91	$585.91	$52.80	$638.71	Indemnity	$492.04
Queenstown Lakes District Council	Queenstown Lakes District, Otago	10148069	10142895	9999604	{DD40439E-40D4-47E8-A05F-B21C440228BE}	432 PENINSULA ROAD KELVIN HEIGHTS QUEENSTOWN 9300	Aib-24	Water Supply	Structures	Reservoir			$46,973.81	$46,973.81	$4,233.06	$51,206.87	Reinstatement	$51,206.87
Queenstown Lakes District Council	Queenstown Lakes District, Otago	10148070	10142694	9999450	{8DB9E3ED-39E0-49D1-A10E-5E34A5E0E822}	4 SHOTOVER DELTA ROAD LOWER SHOTOVER QUEENSTOWN 9304	Aib-24	Sewerage	TPBS Valves	Valve			$780.66	$780.66	$70.35	$851.01	Indemnity	$655.59
Queenstown Lakes District Council	Queenstown Lakes District, Otago	10148071	10142696	9999081	{90574728-F2C5-4A5D-BF5C-EEB779B42473}	MEADOWSTONE	Aib-24	Sewerage	TPBS Valves	Valve	2017	01/07/2017	$2,148.86	$2,148.86	$193.65	$2,342.51	Indemnity	$1,812.29
Queenstown Lakes District Council	Queenstown Lakes District, Otago	10148072	10142694	9999229	{8DB9E3ED-39E0-49D1-A10E-5E34A5E0E822}	4 SHOTOVER DELTA ROAD LOWER SHOTOVER QUEENSTOWN 9304	Aib-24	Sewerage	TPBS Valves	Valve			$2,540.03	$2,540.03	$228.90	$2,768.92	Indemnity	$2,133.08
Queenstown Lakes District Council	Queenstown Lakes District, Otago	10148073	10142693	9999034	{1F00FD0E-6BDD-44B3-BC69-88D02FC0194F}	HAYES CREEK ROAD LAKE HAYES QUEENSTOWN 9304	Aib-24	Sewerage	Pumps	Pump			$7,370.17	$7,370.17	$664.17	$8,034.33	Indemnity	$5,058.61
Queenstown Lakes District Council	Queenstown Lakes District, Otago	10148074	10142694	9999351	{8DB9E3ED-39E0-49D1-A10E-5E34A5E0E822}	4 SHOTOVER DELTA ROAD LOWER SHOTOVER QUEENSTOWN 9304	Aib-24	Sewerage	TPBS Valves	Valve			$194.75	$194.75	$17.55	$212.30	Indemnity	$163.55
Queenstown Lakes District Council	Queenstown Lakes District, Otago	10148075	10142694	9999242	{8DB9E3ED-39E0-49D1-A10E-5E34A5E0E822}	4 SHOTOVER DELTA ROAD LOWER SHOTOVER QUEENSTOWN 9304	Aib-24	Sewerage	TPBS Valves	Valve			$2,148.86	$2,148.86	$193.65	$2,342.51	Indemnity	$1,804.58
Queenstown Lakes District Council	Queenstown Lakes District, Otago	10148076	10142693	9999048	{1F00FD0E-6BDD-44B3-BC69-88D02FC0194F}	HAYES CREEK ROAD LAKE HAYES QUEENSTOWN 9304	Aib-24	Sewerage	Structures	Well			$23,506.14	$23,506.14	$2,118.27	$25,624.41	Indemnity	$20,622.46
Queenstown Lakes District Council	Queenstown Lakes District, Otago	10148077	10142694	9999207	{8DB9E3ED-39E0-49D1-A10E-5E34A5E0E822}	4 SHOTOVER DELTA ROAD LOWER SHOTOVER QUEENSTOWN 9304	Aib-24	Sewerage	TPBS Valves	Valve			$780.66	$780.66	$70.35	$851.01	Indemnity	$655.59
Queenstown Lakes District Council	Queenstown Lakes District, Otago	10148078	10142694	9999372	{8DB9E3ED-39E0-49D1-A10E-5E34A5E0E822}	4 SHOTOVER DELTA ROAD LOWER SHOTOVER QUEENSTOWN 9304	Aib-24	Sewerage	TPBS Valves	Valve			$194.75	$194.75	$17.55	$212.30	Indemnity	$163.55
Queenstown Lakes District Council	Queenstown Lakes District, Otago	10148079	10142694	9999375	{8DB9E3ED-39E0-49D1-A10E-5E34A5E0E822}	4 SHOTOVER DELTA ROAD LOWER SHOTOVER QUEENSTOWN 9304	Aib-24	Sewerage	TPBS Valves	Valve			$4,492.50	$4,492.50	$404.84	$4,897.34	Indemnity	$3,772.74
Queenstown Lakes District Council	Queenstown Lakes District, Otago	10148080	10142694	9999383	{8DB9E3ED-39E0-49D1-A10E-5E34A5E0E822}	4 SHOTOVER DELTA ROAD LOWER SHOTOVER QUEENSTOWN 9304	Aib-24	Sewerage	Pumps	Pump			$30,081.91	$30,081.91	$2,710.84	$32,792.76	Indemnity	$17,489.32
Queenstown Lakes District Council	Queenstown Lakes District, Otago	10146685	10142560	210290	{651DED27-2CF7-4E8C-9EBE-4D1D6ADF66AA}	WILLOW PLACE	Aib-24	Sewerage	Electrical Equipment	Variable Speed Drive	2010	01/02/2010	$0.00	$0.00	$0.00	$0.00	Indemnity	$0.00
Queenstown Lakes District Council	Queenstown Lakes District, Otago	10148081	10142694	9999377	{8DB9E3ED-39E0-49D1-A10E-5E34A5E0E822}	4 SHOTOVER DELTA ROAD LOWER SHOTOVER QUEENSTOWN 9304	Aib-24	Sewerage	TPBS Valves	Valve			$2,734.78	$2,734.78	$246.45	$2,981.23	Indemnity	$2,296.63
Queenstown Lakes District Council	Queenstown Lakes District, Otago	10148082	10142694	9999220	{8DB9E3ED-39E0-49D1-A10E-5E34A5E0E822}	4 SHOTOVER DELTA ROAD LOWER SHOTOVER QUEENSTOWN 9304	Aib-24	Sewerage	TPBS Valves	Valve			$1,171.81	$1,171.81	$105.60	$1,277.41	Indemnity	$984.07
Queenstown Lakes District Council	Queenstown Lakes District, Otago	10148083	10142694	9999182	{8DB9E3ED-39E0-49D1-A10E-5E34A5E0E822}	4 SHOTOVER DELTA ROAD LOWER SHOTOVER QUEENSTOWN 9304	Aib-24	Sewerage	TPBS Valves	Valve			$585.91	$585.91	$52.80	$638.71	Indemnity	$492.04
Queenstown Lakes District Council	Queenstown Lakes District, Otago	10148084	10142694	9999267	{8DB9E3ED-39E0-49D1-A10E-5E34A5E0E822}	4 SHOTOVER DELTA ROAD LOWER SHOTOVER QUEENSTOWN 9304	Aib-24	Sewerage	TPBS Valves	Valve			$194.75	$194.75	$17.55	$212.30	Indemnity	$163.55
Queenstown Lakes District Council	Queenstown Lakes District, Otago	10148085	10142694	9999269	{8DB9E3ED-39E0-49D1-A10E-5E34A5E0E822}	4 SHOTOVER DELTA ROAD LOWER SHOTOVER QUEENSTOWN 9304	Aib-24	Sewerage	TPBS Valves	Valve			$194.75	$194.75	$17.55	$212.30	Indemnity	$163.55
Queenstown Lakes District Council	Queenstown Lakes District, Otago	10148086	10142694	9999273	{8DB9E3ED-39E0-49D1-A10E-5E34A5E0E822}	4 SHOTOVER DELTA ROAD LOWER SHOTOVER QUEENSTOWN 9304	Aib-24	Sewerage	TPBS Valves	Valve			$194.75	$194.75	$17.55	$212.30	Indemnity	$163.55
Queenstown Lakes District Council	Queenstown Lakes District, Otago	10148087	10142694	9999274	{8DB9E3ED-39E0-49D1-A10E-5E34A5E0E822}	4 SHOTOVER DELTA ROAD LOWER SHOTOVER QUEENSTOWN 9304	Aib-24	Sewerage	TPBS Valves	Valve			$194.75	$194.75	$17.55	$212.30	Indemnity	$163.55
Queenstown Lakes District Council	Queenstown Lakes District, Otago	10148088	10142661	9999100	{56A21E94-81E6-40D2-B142-B2A270952F62}	OLD SCHOOL ROAD RD 1 QUEENSTOWN 9371	Aib-24	Sewerage	TPBS Valves	Valve			$2,148.86	$2,148.86	$193.65	$2,342.51	Indemnity	$1,658.06
Queenstown Lakes District Council	Queenstown Lakes District, Otago	10148089	10142694	9999529	{8DB9E3ED-39E0-49D1-A10E-5E34A5E0E822}	4 SHOTOVER DELTA ROAD LOWER SHOTOVER QUEENSTOWN 9304	Aib-24	Sewerage	TPBS Valves	Valve			$391.14	$391.14	$35.25	$426.39	Indemnity	$328.47
Queenstown Lakes District Council	Queenstown Lakes District, Otago	10148090	10142694	9999531	{8DB9E3ED-39E0-49D1-A10E-5E34A5E0E822}	4 SHOTOVER DELTA ROAD LOWER SHOTOVER QUEENSTOWN 9304	Aib-24	Sewerage	TPBS Valves	Valve			$391.14	$391.14	$35.25	$426.39	Indemnity	$328.47
Queenstown Lakes District Council	Queenstown Lakes District, Otago	10148091	10142694	9999276	{8DB9E3ED-39E0-49D1-A10E-5E34A5E0E822}	4 SHOTOVER DELTA ROAD LOWER SHOTOVER QUEENSTOWN 9304	Aib-24	Sewerage	TPBS Valves	Valve			$10,546.33	$10,546.33	$950.39	$11,496.72	Indemnity	$8,856.65
Queenstown Lakes District Council	Queenstown Lakes District, Otago	10148092	10142694	9999534	{8DB9E3ED-39E0-49D1-A10E-5E34A5E0E822}	4 SHOTOVER DELTA ROAD LOWER SHOTOVER QUEENSTOWN 9304	Aib-24	Sewerage	TPBS Valves	Valve			$194.75	$194.75	$17.55	$212.30	Indemnity	$163.55
Queenstown Lakes District Council	Queenstown Lakes District, Otago	10148093	10142694	9999291	{8DB9E3ED-39E0-49D1-A10E-5E34A5E0E822}	4 SHOTOVER DELTA ROAD LOWER SHOTOVER QUEENSTOWN 9304	Aib-24	Sewerage	TPBS Valves	Valve			$3,125.92	$3,125.92	$281.69	$3,407.62	Indemnity	$2,625.10
Queenstown Lakes District Council	Queenstown Lakes District, Otago	10148094	10142694	9999258	{8DB9E3ED-39E0-49D1-A10E-5E34A5E0E822}	4 SHOTOVER DELTA ROAD LOWER SHOTOVER QUEENSTOWN 9304	Aib-24	Sewerage	TPBS Valves	Valve			$194.75	$194.75	$17.55	$212.30	Indemnity	$163.55
Queenstown Lakes District Council	Queenstown Lakes District, Otago	10148095	10142694	9999379	{8DB9E3ED-39E0-49D1-A10E-5E34A5E0E822}	4 SHOTOVER DELTA ROAD LOWER SHOTOVER QUEENSTOWN 9304	Aib-24	Sewerage	TPBS Valves	Valve			$194.75	$194.75	$17.55	$212.30	Indemnity	$163.55
Queenstown Lakes District Council	Queenstown Lakes District, Otago	10148096	10142694	9999180	{8DB9E3ED-39E0-49D1-A10E-5E34A5E0E822}	4 SHOTOVER DELTA ROAD LOWER SHOTOVER QUEENSTOWN 9304	Aib-24	Sewerage	TPBS Valves	Valve			$585.91	$585.91	$52.80	$638.71	Indemnity	$492.04
Queenstown Lakes District Council	Queenstown Lakes District, Otago	10148097	10142694	9999463	{8DB9E3ED-39E0-49D1-A10E-5E34A5E0E822}	4 SHOTOVER DELTA ROAD LOWER SHOTOVER QUEENSTOWN 9304	Aib-24	Sewerage	TPBS Valves	Valve			$5,469.55	$5,469.55	$492.89	$5,962.44	Indemnity	$4,593.25
Queenstown Lakes District Council	Queenstown Lakes District, Otago	10148098	10142694	9999429	{8DB9E3ED-39E0-49D1-A10E-5E34A5E0E822}	4 SHOTOVER DELTA ROAD LOWER SHOTOVER QUEENSTOWN 9304	Aib-24	Sewerage	TPBS Valves	Valve			$194.75	$194.75	$17.55	$212.30	Indemnity	$163.55
Queenstown Lakes District Council	Queenstown Lakes District, Otago	10148099	10142694	9999317	{8DB9E3ED-39E0-49D1-A10E-5E34A5E0E822}	4 SHOTOVER DELTA ROAD LOWER SHOTOVER QUEENSTOWN 9304	Aib-24	Sewerage	TPBS Valves	Valve			$1,562.97	$1,562.97	$140.85	$1,703.82	Indemnity	$1,312.56
Queenstown Lakes District Council	Queenstown Lakes District, Otago	10148100	10142694	9999151	{8DB9E3ED-39E0-49D1-A10E-5E34A5E0E822}	4 SHOTOVER DELTA ROAD LOWER SHOTOVER QUEENSTOWN 9304	Aib-24	Sewerage	TPBS Valves	Valve			$194.75	$194.75	$17.55	$212.30	Indemnity	$163.55
Queenstown Lakes District Council	Queenstown Lakes District, Otago	10148101	10142607	9999139	{5425FD7B-4B2A-4B6A-A215-FF2D1C28899D}	3840 ALICE BURN DRIVE RD 3 CROMWELL 9383	Aib-24	Sewerage	Miscellaneous	Septic Tanks			$65,790.75	$65,790.75	$5,928.76	$71,719.51	Indemnity	$40,800.07
Queenstown Lakes District Council	Queenstown Lakes District, Otago	10148102	10142694	9999557	{8DB9E3ED-39E0-49D1-A10E-5E34A5E0E822}	4 SHOTOVER DELTA ROAD LOWER SHOTOVER QUEENSTOWN 9304	Aib-24	Sewerage	Sewage Treatment Unit	Treatment Unit			$36,541.17	$36,541.17	$3,292.92	$39,834.09	Indemnity	$29,742.52
Queenstown Lakes District Council	Queenstown Lakes District, Otago	10146710	10142560	210291	{651DED27-2CF7-4E8C-9EBE-4D1D6ADF66AA}	WILLOW PLACE	Aib-24	Sewerage	Electrical Equipment	Variable Speed Drive	2010	01/02/2010	$0.00	$0.00	$0.00	$0.00	Indemnity	$0.00
Queenstown Lakes District Council	Queenstown Lakes District, Otago	10148103	10142694	9999256	{8DB9E3ED-39E0-49D1-A10E-5E34A5E0E822}	4 SHOTOVER DELTA ROAD LOWER SHOTOVER QUEENSTOWN 9304	Aib-24	Sewerage	TPBS Valves	Valve			$194.75	$194.75	$17.55	$212.30	Indemnity	$163.55
Queenstown Lakes District Council	Queenstown Lakes District, Otago	10148105	10142694	9999388	{8DB9E3ED-39E0-49D1-A10E-5E34A5E0E822}	4 SHOTOVER DELTA ROAD LOWER SHOTOVER QUEENSTOWN 9304	Aib-24	Sewerage	TPBS Valves	Valve			$1,171.81	$1,171.81	$105.60	$1,277.41	Indemnity	$984.07
Queenstown Lakes District Council	Queenstown Lakes District, Otago	10148106	10142694	9999472	{8DB9E3ED-39E0-49D1-A10E-5E34A5E0E822}	4 SHOTOVER DELTA ROAD LOWER SHOTOVER QUEENSTOWN 9304	Aib-24	Sewerage	TPBS Valves	Valve			$780.66	$780.66	$70.35	$851.01	Indemnity	$655.59
Queenstown Lakes District Council	Queenstown Lakes District, Otago	10148107	10142694	9999474	{8DB9E3ED-39E0-49D1-A10E-5E34A5E0E822}	4 SHOTOVER DELTA ROAD LOWER SHOTOVER QUEENSTOWN 9304	Aib-24	Sewerage	TPBS Valves	Valve			$780.66	$780.66	$70.35	$851.01	Indemnity	$655.59
Queenstown Lakes District Council	Queenstown Lakes District, Otago	10148108	10142694	9999515	{8DB9E3ED-39E0-49D1-A10E-5E34A5E0E822}	4 SHOTOVER DELTA ROAD LOWER SHOTOVER QUEENSTOWN 9304	Aib-24	Sewerage	TPBS Valves	Valve			$391.14	$391.14	$35.25	$426.39	Indemnity	$328.47
Queenstown Lakes District Council	Queenstown Lakes District, Otago	10148109	10142696	9999080	{90574728-F2C5-4A5D-BF5C-EEB779B42473}	MEADOWSTONE	Aib-24	Sewerage	TPBS Valves	Valve	2017	01/07/2017	$2,148.86	$2,148.86	$193.65	$2,342.51	Indemnity	$1,812.29
Queenstown Lakes District Council	Queenstown Lakes District, Otago	10148110	10142694	9999400	{8DB9E3ED-39E0-49D1-A10E-5E34A5E0E822}	4 SHOTOVER DELTA ROAD LOWER SHOTOVER QUEENSTOWN 9304	Aib-24	Sewerage	TPBS Valves	Valve			$391.14	$391.14	$35.25	$426.39	Indemnity	$328.47
Queenstown Lakes District Council	Queenstown Lakes District, Otago	10148111	10142694	9999200	{8DB9E3ED-39E0-49D1-A10E-5E34A5E0E822}	4 SHOTOVER DELTA ROAD LOWER SHOTOVER QUEENSTOWN 9304	Aib-24	Sewerage	TPBS Valves	Valve			$585.91	$585.91	$52.80	$638.71	Indemnity	$492.04
Queenstown Lakes District Council	Queenstown Lakes District, Otago	10148112	10142698	9999006	{88D8FB66-3245-42EF-A03E-3A2F9D75B9DE}	FLORENCE CLOSE QUEENSTOWN HILL QUEENSTOWN 9300	Aib-24	Water Supply	TPBS Valves	Valve			$977.06	$977.06	$88.05	$1,065.11	reinstatement	$1,065.11
Queenstown Lakes District Council	Queenstown Lakes District, Otago	10148113	10142694	9999508	{8DB9E3ED-39E0-49D1-A10E-5E34A5E0E822}	4 SHOTOVER DELTA ROAD LOWER SHOTOVER QUEENSTOWN 9304	Aib-24	Sewerage	TPBS Valves	Valve			$1,171.81	$1,171.81	$105.60	$1,277.41	Indemnity	$984.07
Queenstown Lakes District Council	Queenstown Lakes District, Otago	10148114	10142624	79324	{98499929-9F82-4319-BF12-E9E0ABE5ED5C}	SIR TIM WALLIS DRIVE RD 2 WANAKA 9305	Aib-24	Sewerage	Structures	Pump station buildin			$121,596.03	$121,596.03	$10,957.68	$132,553.71	Reinstatement	$132,553.71
Queenstown Lakes District Council	Queenstown Lakes District, Otago	10148115	10142694	9999380	{8DB9E3ED-39E0-49D1-A10E-5E34A5E0E822}	4 SHOTOVER DELTA ROAD LOWER SHOTOVER QUEENSTOWN 9304	Aib-24	Sewerage	TPBS Valves	Valve			$194.75	$194.75	$17.55	$212.30	Indemnity	$163.55
Queenstown Lakes District Council	Queenstown Lakes District, Otago	10148116	10142694	9999423	{8DB9E3ED-39E0-49D1-A10E-5E34A5E0E822}	4 SHOTOVER DELTA ROAD LOWER SHOTOVER QUEENSTOWN 9304	Aib-24	Sewerage	TPBS Valves	Valve			$194.75	$194.75	$17.55	$212.30	Indemnity	$163.55
Queenstown Lakes District Council	Queenstown Lakes District, Otago	10148117	10142694	9999288	{8DB9E3ED-39E0-49D1-A10E-5E34A5E0E822}	4 SHOTOVER DELTA ROAD LOWER SHOTOVER QUEENSTOWN 9304	Aib-24	Sewerage	Electrical Equipment	Pressure Gauge			$869.19	$869.19	$78.33	$947.52	Indemnity	$393.04
Queenstown Lakes District Council	Queenstown Lakes District, Otago	10148118	10142694	9999511	{8DB9E3ED-39E0-49D1-A10E-5E34A5E0E822}	4 SHOTOVER DELTA ROAD LOWER SHOTOVER QUEENSTOWN 9304	Aib-24	Sewerage	TPBS Valves	Valve			$1,171.81	$1,171.81	$105.60	$1,277.41	Indemnity	$984.07
Queenstown Lakes District Council	Queenstown Lakes District, Otago	10148119	10142695	9999064	{14FCAE5D-C559-4861-9924-0D25D8A8A142}	CARDRONA VALLEY ROAD RD 2 WANAKA 9382	Aib-24	Sewerage	Electrical Equipment	Switchboard			$31,697.44	$31,697.44	$2,856.43	$34,553.87	Indemnity	$21,755.94
Queenstown Lakes District Council	Queenstown Lakes District, Otago	10148120	10142694	9999397	{8DB9E3ED-39E0-49D1-A10E-5E34A5E0E822}	4 SHOTOVER DELTA ROAD LOWER SHOTOVER QUEENSTOWN 9304	Aib-24	Sewerage	TPBS Valves	Valve			$194.75	$194.75	$17.55	$212.30	Indemnity	$163.55
Queenstown Lakes District Council	Queenstown Lakes District, Otago	10148121	10142694	9999519	{8DB9E3ED-39E0-49D1-A10E-5E34A5E0E822}	4 SHOTOVER DELTA ROAD LOWER SHOTOVER QUEENSTOWN 9304	Aib-24	Sewerage	TPBS Valves	Valve			$391.14	$391.14	$35.25	$426.39	Indemnity	$328.47
Queenstown Lakes District Council	Queenstown Lakes District, Otago	10148122	10142694	9999168	{8DB9E3ED-39E0-49D1-A10E-5E34A5E0E822}	4 SHOTOVER DELTA ROAD LOWER SHOTOVER QUEENSTOWN 9304	Aib-24	Sewerage	Electrical Equipment	Pressure Gauge			$869.19	$869.19	$78.33	$947.52	Indemnity	$729.94
Queenstown Lakes District Council	Queenstown Lakes District, Otago	10148123	10142694	9999524	{8DB9E3ED-39E0-49D1-A10E-5E34A5E0E822}	4 SHOTOVER DELTA ROAD LOWER SHOTOVER QUEENSTOWN 9304	Aib-24	Sewerage	TPBS Valves	Valve			$391.14	$391.14	$35.25	$426.39	Indemnity	$328.47
Queenstown Lakes District Council	Queenstown Lakes District, Otago	10148124	10142694	9999299	{8DB9E3ED-39E0-49D1-A10E-5E34A5E0E822}	4 SHOTOVER DELTA ROAD LOWER SHOTOVER QUEENSTOWN 9304	Aib-24	Sewerage	Electrical Equipment	UV System			$3,935.20	$3,935.20	$354.62	$4,289.83	Indemnity	$1,779.47
Queenstown Lakes District Council	Queenstown Lakes District, Otago	10148125	10142694	9999261	{8DB9E3ED-39E0-49D1-A10E-5E34A5E0E822}	4 SHOTOVER DELTA ROAD LOWER SHOTOVER QUEENSTOWN 9304	Aib-24	Sewerage	TPBS Valves	Valve			$4,492.50	$4,492.50	$404.84	$4,897.34	Indemnity	$3,772.74
Queenstown Lakes District Council	Queenstown Lakes District, Otago	10148126	10142607	9999132	{5425FD7B-4B2A-4B6A-A215-FF2D1C28899D}	3840 ALICE BURN DRIVE RD 3 CROMWELL 9383	Aib-24	Sewerage	Electrical Equipment	Switchboard			$77,644.77	$77,644.77	$6,996.99	$84,641.76	Indemnity	$7,523.65
Queenstown Lakes District Council	Queenstown Lakes District, Otago	10148127	10142694	9999411	{8DB9E3ED-39E0-49D1-A10E-5E34A5E0E822}	4 SHOTOVER DELTA ROAD LOWER SHOTOVER QUEENSTOWN 9304	Aib-24	Sewerage	Electrical Equipment	Pressure Switch			$894.02	$894.02	$80.57	$974.59	Indemnity	$519.78
Queenstown Lakes District Council	Queenstown Lakes District, Otago	10148128	10142894	9999584	{FF125375-06C6-4662-A3A3-08296D06A779}	432 PENINSULA ROAD KELVIN HEIGHTS QUEENSTOWN 9300	Aib-24	Water Supply	TPBS Valves	Valve			$1,202.91	$1,202.91	$108.40	$1,311.31	Indemnity	$757.64
Queenstown Lakes District Council	Queenstown Lakes District, Otago	10148129	10142698	9999016	{88D8FB66-3245-42EF-A03E-3A2F9D75B9DE}	FLORENCE CLOSE QUEENSTOWN HILL QUEENSTOWN 9300	Aib-24	Water Supply	Electrical Equipment	Telemetry			$31,871.23	$31,871.23	$2,872.09	$34,743.32	reinstatement	$34,743.32
Queenstown Lakes District Council	Queenstown Lakes District, Otago	10148130	10142558	2739	{8140ABC2-039A-4444-AE36-570292AD2576}	13 LAKE AVENUE FRANKTON QUEENSTOWN 9300	Aib-24	Sewerage	Structures	Pump station buildin			$239,031.45	$239,031.45	$21,540.42	$260,571.86	Reinstatement	$260,571.86
Queenstown Lakes District Council	Queenstown Lakes District, Otago	10148131	10142693	9999036	{1F00FD0E-6BDD-44B3-BC69-88D02FC0194F}	HAYES CREEK ROAD LAKE HAYES QUEENSTOWN 9304	Aib-24	Sewerage	TPBS Valves	Valve			$2,343.63	$2,343.63	$211.20	$2,554.82	Indemnity	$1,971.00
Queenstown Lakes District Council	Queenstown Lakes District, Otago	10148132	10142698	9999025	{88D8FB66-3245-42EF-A03E-3A2F9D75B9DE}	FLORENCE CLOSE QUEENSTOWN HILL QUEENSTOWN 9300	Aib-24	Water Supply	Electrical Equipment	Variable Speed Drive			$3,575.49	$3,575.49	$322.21	$3,897.70	reinstatement	$3,897.70
Queenstown Lakes District Council	Queenstown Lakes District, Otago	10148133	10142568	2698	{8523046E-B0EC-4155-A27B-D667AE130C1B}	GLENORCHY-QUEENSTOWN ROAD CLOSEBURN QUEENSTOWN 9371	Aib-24	Sewerage	Structures	Pump station buildin			$141,171.43	$141,171.43	$12,721.72	$153,893.15	Reinstatement	$153,893.15
Queenstown Lakes District Council	Queenstown Lakes District, Otago	10148134	10142694	9999371	{8DB9E3ED-39E0-49D1-A10E-5E34A5E0E822}	4 SHOTOVER DELTA ROAD LOWER SHOTOVER QUEENSTOWN 9304	Aib-24	Sewerage	Electrical Equipment	Variable Speed Drive			$6,129.42	$6,129.42	$552.36	$6,681.78	Indemnity	$3,563.58
Queenstown Lakes District Council	Queenstown Lakes District, Otago	10148135	10142694	9999233	{8DB9E3ED-39E0-49D1-A10E-5E34A5E0E822}	4 SHOTOVER DELTA ROAD LOWER SHOTOVER QUEENSTOWN 9304	Aib-24	Sewerage	Structures	Pump station buildin			$168,293.95	$168,293.95	$15,165.88	$183,459.83	Indemnity	$141,330.76
Queenstown Lakes District Council	Queenstown Lakes District, Otago	10148136	10142597	2712	{E53D3297-9713-4766-9806-99D9683A4DF7}	MANCHESTER PLACE QUEENSTOWN 9300	Aib-24	Water Supply	Structures	Pump station buildin			$140,129.15	$140,129.15	$12,627.80	$152,756.95	Reinstatement	$152,756.95
Queenstown Lakes District Council	Queenstown Lakes District, Otago	10148137	10142694	9999431	{8DB9E3ED-39E0-49D1-A10E-5E34A5E0E822}	4 SHOTOVER DELTA ROAD LOWER SHOTOVER QUEENSTOWN 9304	Aib-24	Sewerage	Structures	Pump station buildin			$168,293.95	$168,293.95	$15,165.88	$183,459.83	Indemnity	$141,330.76
Queenstown Lakes District Council	Queenstown Lakes District, Otago	10148138	10142589	2704	{B307C4EC-CC6E-407E-9D6C-4861428A5998}	MIDDLESEX STREET ARROWTOWN 9302	Aib-24	Water Supply	Structures	Pump station buildin			$391,026.93	$391,026.93	$35,237.55	$426,264.48	Reinstatement	$426,264.48
Queenstown Lakes District Council	Queenstown Lakes District, Otago	10148139	10142694	9999459	{8DB9E3ED-39E0-49D1-A10E-5E34A5E0E822}	4 SHOTOVER DELTA ROAD LOWER SHOTOVER QUEENSTOWN 9304	Aib-24	Sewerage	Electrical Equipment	Variable Speed Drive			$11,237.27	$11,237.27	$1,012.65	$12,249.93	Indemnity	$5,081.41
Queenstown Lakes District Council	Queenstown Lakes District, Otago	10148140	10142694	9999253	{8DB9E3ED-39E0-49D1-A10E-5E34A5E0E822}	4 SHOTOVER DELTA ROAD LOWER SHOTOVER QUEENSTOWN 9304	Aib-24	Sewerage	TPBS Valves	Valve			$194.75	$194.75	$17.55	$212.30	Indemnity	$163.55
Queenstown Lakes District Council	Queenstown Lakes District, Otago	10148141	10142693	9999037	{1F00FD0E-6BDD-44B3-BC69-88D02FC0194F}	HAYES CREEK ROAD LAKE HAYES QUEENSTOWN 9304	Aib-24	Sewerage	TPBS Valves	Valve			$977.06	$977.06	$88.05	$1,065.11	Indemnity	$821.71
Queenstown Lakes District Council	Queenstown Lakes District, Otago	10148142	10142694	9999248	{8DB9E3ED-39E0-49D1-A10E-5E34A5E0E822}	4 SHOTOVER DELTA ROAD LOWER SHOTOVER QUEENSTOWN 9304	Aib-24	Sewerage	TPBS Valves	Valve			$194.75	$194.75	$17.55	$212.30	Indemnity	$163.55
Queenstown Lakes District Council	Queenstown Lakes District, Otago	10148143	10142694	9999460	{8DB9E3ED-39E0-49D1-A10E-5E34A5E0E822}	4 SHOTOVER DELTA ROAD LOWER SHOTOVER QUEENSTOWN 9304	Aib-24	Sewerage	Electrical Equipment	Variable Speed Drive			$11,237.27	$11,237.27	$1,012.65	$12,249.93	Indemnity	$5,081.41
Queenstown Lakes District Council	Queenstown Lakes District, Otago	10148144	10142694	9999430	{8DB9E3ED-39E0-49D1-A10E-5E34A5E0E822}	4 SHOTOVER DELTA ROAD LOWER SHOTOVER QUEENSTOWN 9304	Aib-24	Sewerage	TPBS Valves	Valve			$96.56	$96.56	$8.70	$105.27	Indemnity	$81.09
Queenstown Lakes District Council	Queenstown Lakes District, Otago	10148145	10142694	9999311	{8DB9E3ED-39E0-49D1-A10E-5E34A5E0E822}	4 SHOTOVER DELTA ROAD LOWER SHOTOVER QUEENSTOWN 9304	Aib-24	Sewerage	TPBS Valves	Valve			$194.75	$194.75	$17.55	$212.30	Indemnity	$163.55
Queenstown Lakes District Council	Queenstown Lakes District, Otago	10148146	10142694	9999312	{8DB9E3ED-39E0-49D1-A10E-5E34A5E0E822}	4 SHOTOVER DELTA ROAD LOWER SHOTOVER QUEENSTOWN 9304	Aib-24	Sewerage	TPBS Valves	Valve			$780.66	$780.66	$70.35	$851.01	Indemnity	$655.59
Queenstown Lakes District Council	Queenstown Lakes District, Otago	10148147	10142694	9999153	{8DB9E3ED-39E0-49D1-A10E-5E34A5E0E822}	4 SHOTOVER DELTA ROAD LOWER SHOTOVER QUEENSTOWN 9304	Aib-24	Sewerage	TPBS Valves	Valve			$194.75	$194.75	$17.55	$212.30	Indemnity	$163.55
Queenstown Lakes District Council	Queenstown Lakes District, Otago	10148148	10142895	9999605	{DD40439E-40D4-47E8-A05F-B21C440228BE}	432 PENINSULA ROAD KELVIN HEIGHTS QUEENSTOWN 9300	Aib-24	Water Supply	TPBS Valves	Valve			$5,078.41	$5,078.41	$457.64	$5,536.05	Indemnity	$4,346.79
Queenstown Lakes District Council	Queenstown Lakes District, Otago	10148149	10142694	9999148	{8DB9E3ED-39E0-49D1-A10E-5E34A5E0E822}	4 SHOTOVER DELTA ROAD LOWER SHOTOVER QUEENSTOWN 9304	Aib-24	Sewerage	TPBS Valves	Valve			$194.75	$194.75	$17.55	$212.30	Indemnity	$163.55
Queenstown Lakes District Council	Queenstown Lakes District, Otago	10148150	10142694	9999150	{8DB9E3ED-39E0-49D1-A10E-5E34A5E0E822}	4 SHOTOVER DELTA ROAD LOWER SHOTOVER QUEENSTOWN 9304	Aib-24	Sewerage	TPBS Valves	Valve			$194.75	$194.75	$17.55	$212.30	Indemnity	$163.55
Queenstown Lakes District Council	Queenstown Lakes District, Otago	10148151	10142694	9999152	{8DB9E3ED-39E0-49D1-A10E-5E34A5E0E822}	4 SHOTOVER DELTA ROAD LOWER SHOTOVER QUEENSTOWN 9304	Aib-24	Sewerage	TPBS Valves	Valve			$194.75	$194.75	$17.55	$212.30	Indemnity	$163.55
Queenstown Lakes District Council	Queenstown Lakes District, Otago	10148152	10142661	9999103	{56A21E94-81E6-40D2-B142-B2A270952F62}	OLD SCHOOL ROAD RD 1 QUEENSTOWN 9371	Aib-24	Sewerage	Electrical Equipment	Switchboard			$111,301.70	$111,301.70	$10,030.00	$121,331.70	Indemnity	$60,395.69
Queenstown Lakes District Council	Queenstown Lakes District, Otago	10148153	10142694	9999195	{8DB9E3ED-39E0-49D1-A10E-5E34A5E0E822}	4 SHOTOVER DELTA ROAD LOWER SHOTOVER QUEENSTOWN 9304	Aib-24	Sewerage	TPBS Valves	Valve			$16,601.79	$16,601.79	$1,496.08	$18,097.86	Indemnity	$13,941.93
Queenstown Lakes District Council	Queenstown Lakes District, Otago	10148154	10142694	9999155	{8DB9E3ED-39E0-49D1-A10E-5E34A5E0E822}	4 SHOTOVER DELTA ROAD LOWER SHOTOVER QUEENSTOWN 9304	Aib-24	Sewerage	TPBS Valves	Valve			$194.75	$194.75	$17.55	$212.30	Indemnity	$163.55
Queenstown Lakes District Council	Queenstown Lakes District, Otago	10148155	10142696	9999084	{90574728-F2C5-4A5D-BF5C-EEB779B42473}	MEADOWSTONE	Aib-24	Sewerage	Electrical Equipment	Switchboard	2017	01/07/2017	$104,050.77	$104,050.77	$9,376.58	$113,427.35	Indemnity	$72,592.86
Queenstown Lakes District Council	Queenstown Lakes District, Otago	10148156	10142694	9999523	{8DB9E3ED-39E0-49D1-A10E-5E34A5E0E822}	4 SHOTOVER DELTA ROAD LOWER SHOTOVER QUEENSTOWN 9304	Aib-24	Sewerage	TPBS Valves	Valve			$391.14	$391.14	$35.25	$426.39	Indemnity	$328.47
Queenstown Lakes District Council	Queenstown Lakes District, Otago	10148157	10142694	9999227	{8DB9E3ED-39E0-49D1-A10E-5E34A5E0E822}	4 SHOTOVER DELTA ROAD LOWER SHOTOVER QUEENSTOWN 9304	Aib-24	Sewerage	TPBS Valves	Valve			$977.06	$977.06	$88.05	$1,065.11	Indemnity	$820.52
Queenstown Lakes District Council	Queenstown Lakes District, Otago	10148158	10142895	9999603	{DD40439E-40D4-47E8-A05F-B21C440228BE}	432 PENINSULA ROAD KELVIN HEIGHTS QUEENSTOWN 9300	Aib-24	Water Supply	Structures	Reservoir			$46,973.81	$46,973.81	$4,233.06	$51,206.87	Reinstatement	$51,206.87
Queenstown Lakes District Council	Queenstown Lakes District, Otago	10148159	10142695	9999058	{14FCAE5D-C559-4861-9924-0D25D8A8A142}	CARDRONA VALLEY ROAD RD 2 WANAKA 9382	Aib-24	Sewerage	TPBS Valves	Valve			$2,343.63	$2,343.63	$211.20	$2,554.82	Indemnity	$1,971.00
Queenstown Lakes District Council	Queenstown Lakes District, Otago	10148160	10142694	9999194	{8DB9E3ED-39E0-49D1-A10E-5E34A5E0E822}	4 SHOTOVER DELTA ROAD LOWER SHOTOVER QUEENSTOWN 9304	Aib-24	Sewerage	TPBS Valves	Valve			$780.66	$780.66	$70.35	$851.01	Indemnity	$655.59
Queenstown Lakes District Council	Queenstown Lakes District, Otago	10148161	10142694	9999572	{8DB9E3ED-39E0-49D1-A10E-5E34A5E0E822}	4 SHOTOVER DELTA ROAD LOWER SHOTOVER QUEENSTOWN 9304	Aib-24	Sewerage	Structures	Walkway			$302,167.27	$302,167.27	$27,229.93	$329,397.19	Indemnity	$253,755.58
Queenstown Lakes District Council	Queenstown Lakes District, Otago	10148162	10142693	9999041	{1F00FD0E-6BDD-44B3-BC69-88D02FC0194F}	HAYES CREEK ROAD LAKE HAYES QUEENSTOWN 9304	Aib-24	Sewerage	Electrical Equipment	Soft Starter			$1,723.11	$1,723.11	$155.28	$1,878.38	Indemnity	$1,085.28
Queenstown Lakes District Council	Queenstown Lakes District, Otago	10148163	10142694	9999332	{8DB9E3ED-39E0-49D1-A10E-5E34A5E0E822}	4 SHOTOVER DELTA ROAD LOWER SHOTOVER QUEENSTOWN 9304	Aib-24	Sewerage	TPBS Valves	Valve			$1,171.81	$1,171.81	$105.60	$1,277.41	Indemnity	$984.07
Queenstown Lakes District Council	Queenstown Lakes District, Otago	10148164	10142661	9999102	{56A21E94-81E6-40D2-B142-B2A270952F62}	OLD SCHOOL ROAD RD 1 QUEENSTOWN 9371	Aib-24	Sewerage	Electrical Equipment	Soft Starter			$3,502.20	$3,502.20	$315.60	$3,817.80	Indemnity	$1,615.99
Queenstown Lakes District Council	Queenstown Lakes District, Otago	10148165	10142694	9999201	{8DB9E3ED-39E0-49D1-A10E-5E34A5E0E822}	4 SHOTOVER DELTA ROAD LOWER SHOTOVER QUEENSTOWN 9304	Aib-24	Sewerage	TPBS Valves	Valve			$780.66	$780.66	$70.35	$851.01	Indemnity	$655.59
Queenstown Lakes District Council	Queenstown Lakes District, Otago	10148166	10142694	9999244	{8DB9E3ED-39E0-49D1-A10E-5E34A5E0E822}	4 SHOTOVER DELTA ROAD LOWER SHOTOVER QUEENSTOWN 9304	Aib-24	Sewerage	TPBS Valves	Valve			$2,148.86	$2,148.86	$193.65	$2,342.51	Indemnity	$1,804.58
Queenstown Lakes District Council	Queenstown Lakes District, Otago	10148167	10142694	9999203	{8DB9E3ED-39E0-49D1-A10E-5E34A5E0E822}	4 SHOTOVER DELTA ROAD LOWER SHOTOVER QUEENSTOWN 9304	Aib-24	Sewerage	TPBS Valves	Valve			$780.66	$780.66	$70.35	$851.01	Indemnity	$655.59
Queenstown Lakes District Council	Queenstown Lakes District, Otago	10148168	10142694	9999348	{8DB9E3ED-39E0-49D1-A10E-5E34A5E0E822}	4 SHOTOVER DELTA ROAD LOWER SHOTOVER QUEENSTOWN 9304	Aib-24	Sewerage	TPBS Valves	Valve			$780.66	$780.66	$70.35	$851.01	Indemnity	$655.59
Queenstown Lakes District Council	Queenstown Lakes District, Otago	10148169	10142651	9999124	{21337AF7-E88E-4E9F-B2E0-B78235E9937A}	CARDRONA VALLEY ROAD RD 2 WANAKA 9382	Aib-24	Sewerage	TPBS Valves	Valve			$4,101.35	$4,101.35	$369.59	$4,470.94	Indemnity	$2,649.42
Queenstown Lakes District Council	Queenstown Lakes District, Otago	10148170	10142661	9999108	{56A21E94-81E6-40D2-B142-B2A270952F62}	OLD SCHOOL ROAD RD 1 QUEENSTOWN 9371	Aib-24	Sewerage	Structures	Well			$23,506.14	$23,506.14	$2,118.27	$25,624.41	Indemnity	$19,391.27
Queenstown Lakes District Council	Queenstown Lakes District, Otago	10148171	10142695	9999070	{14FCAE5D-C559-4861-9924-0D25D8A8A142}	CARDRONA VALLEY ROAD RD 2 WANAKA 9382	Aib-24	Sewerage	Structures	Well			$23,506.14	$23,506.14	$2,118.27	$25,624.41	Indemnity	$20,622.46
Queenstown Lakes District Council	Queenstown Lakes District, Otago	10148172	10142661	9999101	{56A21E94-81E6-40D2-B142-B2A270952F62}	OLD SCHOOL ROAD RD 1 QUEENSTOWN 9371	Aib-24	Sewerage	Electrical Equipment	Soft Starter			$3,502.20	$3,502.20	$315.60	$3,817.80	Indemnity	$1,615.99
Queenstown Lakes District Council	Queenstown Lakes District, Otago	10148173	10142694	9999396	{8DB9E3ED-39E0-49D1-A10E-5E34A5E0E822}	4 SHOTOVER DELTA ROAD LOWER SHOTOVER QUEENSTOWN 9304	Aib-24	Sewerage	TPBS Valves	Valve			$194.75	$194.75	$17.55	$212.30	Indemnity	$163.55
Queenstown Lakes District Council	Queenstown Lakes District, Otago	10148174	10142651	9999116	{21337AF7-E88E-4E9F-B2E0-B78235E9937A}	CARDRONA VALLEY ROAD RD 2 WANAKA 9382	Aib-24	Sewerage	Structures	Tank			$262,550.61	$262,550.61	$23,659.85	$286,210.46	Reinstatement	$286,210.46
Queenstown Lakes District Council	Queenstown Lakes District, Otago	10148175	10142694	9999191	{8DB9E3ED-39E0-49D1-A10E-5E34A5E0E822}	4 SHOTOVER DELTA ROAD LOWER SHOTOVER QUEENSTOWN 9304	Aib-24	Sewerage	Structures	Tank			$9,240,013.67	$9,240,013.67	$832,667.58	$10,072,681.25	Indemnity	$7,759,626.21
Queenstown Lakes District Council	Queenstown Lakes District, Otago	10148176	10142694	9999456	{8DB9E3ED-39E0-49D1-A10E-5E34A5E0E822}	4 SHOTOVER DELTA ROAD LOWER SHOTOVER QUEENSTOWN 9304	Aib-24	Sewerage	Structures	Tank			$277,086.69	$277,086.69	$24,969.78	$302,056.47	Indemnity	$232,693.28
Queenstown Lakes District Council	Queenstown Lakes District, Otago	10148177	10142694	9999544	{8DB9E3ED-39E0-49D1-A10E-5E34A5E0E822}	4 SHOTOVER DELTA ROAD LOWER SHOTOVER QUEENSTOWN 9304	Aib-24	Sewerage	TPBS Valves	Valve			$2,929.53	$2,929.53	$264.00	$3,193.53	Indemnity	$2,460.18
Queenstown Lakes District Council	Queenstown Lakes District, Otago	10148178	10142694	9999318	{8DB9E3ED-39E0-49D1-A10E-5E34A5E0E822}	4 SHOTOVER DELTA ROAD LOWER SHOTOVER QUEENSTOWN 9304	Aib-24	Sewerage	Structures	Tank			$11,865.28	$11,865.28	$1,069.24	$12,934.52	Indemnity	$9,964.28
Queenstown Lakes District Council	Queenstown Lakes District, Otago	10148179	10142694	9999305	{8DB9E3ED-39E0-49D1-A10E-5E34A5E0E822}	4 SHOTOVER DELTA ROAD LOWER SHOTOVER QUEENSTOWN 9304	Aib-24	Sewerage	TPBS Valves	Valve			$391.14	$391.14	$35.25	$426.39	Indemnity	$328.47
Queenstown Lakes District Council	Queenstown Lakes District, Otago	10148180	10142694	9999309	{8DB9E3ED-39E0-49D1-A10E-5E34A5E0E822}	4 SHOTOVER DELTA ROAD LOWER SHOTOVER QUEENSTOWN 9304	Aib-24	Sewerage	TPBS Valves	Valve			$194.75	$194.75	$17.55	$212.30	Indemnity	$163.55
Queenstown Lakes District Council	Queenstown Lakes District, Otago	10148181	10142694	9999473	{8DB9E3ED-39E0-49D1-A10E-5E34A5E0E822}	4 SHOTOVER DELTA ROAD LOWER SHOTOVER QUEENSTOWN 9304	Aib-24	Sewerage	TPBS Valves	Valve			$780.66	$780.66	$70.35	$851.01	Indemnity	$655.59
Queenstown Lakes District Council	Queenstown Lakes District, Otago	10148182	10142694	9999149	{8DB9E3ED-39E0-49D1-A10E-5E34A5E0E822}	4 SHOTOVER DELTA ROAD LOWER SHOTOVER QUEENSTOWN 9304	Aib-24	Sewerage	TPBS Valves	Valve			$585.91	$585.91	$52.80	$638.71	Indemnity	$492.04
Queenstown Lakes District Council	Queenstown Lakes District, Otago	10148183	10142694	9999552	{8DB9E3ED-39E0-49D1-A10E-5E34A5E0E822}	4 SHOTOVER DELTA ROAD LOWER SHOTOVER QUEENSTOWN 9304	Aib-24	Sewerage	Sewage Treatment Unit	Treatment Unit			$36,541.17	$36,541.17	$3,292.92	$39,834.09	Indemnity	$29,742.52
Queenstown Lakes District Council	Queenstown Lakes District, Otago	10148184	10142694	9999333	{8DB9E3ED-39E0-49D1-A10E-5E34A5E0E822}	4 SHOTOVER DELTA ROAD LOWER SHOTOVER QUEENSTOWN 9304	Aib-24	Sewerage	TPBS Valves	Valve			$1,171.81	$1,171.81	$105.60	$1,277.41	Indemnity	$984.07
Queenstown Lakes District Council	Queenstown Lakes District, Otago	10148185	10142694	9999255	{8DB9E3ED-39E0-49D1-A10E-5E34A5E0E822}	4 SHOTOVER DELTA ROAD LOWER SHOTOVER QUEENSTOWN 9304	Aib-24	Sewerage	TPBS Valves	Valve			$194.75	$194.75	$17.55	$212.30	Indemnity	$163.55
Queenstown Lakes District Council	Queenstown Lakes District, Otago	10148186	10142694	9999262	{8DB9E3ED-39E0-49D1-A10E-5E34A5E0E822}	4 SHOTOVER DELTA ROAD LOWER SHOTOVER QUEENSTOWN 9304	Aib-24	Sewerage	TPBS Valves	Valve			$12,889.96	$12,889.96	$1,161.58	$14,051.54	Indemnity	$10,824.80
Queenstown Lakes District Council	Queenstown Lakes District, Otago	10148187	10142694	9999347	{8DB9E3ED-39E0-49D1-A10E-5E34A5E0E822}	4 SHOTOVER DELTA ROAD LOWER SHOTOVER QUEENSTOWN 9304	Aib-24	Sewerage	TPBS Valves	Valve			$780.66	$780.66	$70.35	$851.01	Indemnity	$655.59
Queenstown Lakes District Council	Queenstown Lakes District, Otago	10148188	10142694	9999471	{8DB9E3ED-39E0-49D1-A10E-5E34A5E0E822}	4 SHOTOVER DELTA ROAD LOWER SHOTOVER QUEENSTOWN 9304	Aib-24	Sewerage	TPBS Valves	Valve			$780.66	$780.66	$70.35	$851.01	Indemnity	$655.59
Queenstown Lakes District Council	Queenstown Lakes District, Otago	10148189	10142694	9999513	{8DB9E3ED-39E0-49D1-A10E-5E34A5E0E822}	4 SHOTOVER DELTA ROAD LOWER SHOTOVER QUEENSTOWN 9304	Aib-24	Sewerage	TPBS Valves	Valve			$391.14	$391.14	$35.25	$426.39	Indemnity	$328.47
Queenstown Lakes District Council	Queenstown Lakes District, Otago	10148190	10142694	9999477	{8DB9E3ED-39E0-49D1-A10E-5E34A5E0E822}	4 SHOTOVER DELTA ROAD LOWER SHOTOVER QUEENSTOWN 9304	Aib-24	Sewerage	TPBS Valves	Valve			$780.66	$780.66	$70.35	$851.01	Indemnity	$655.59
Queenstown Lakes District Council	Queenstown Lakes District, Otago	10148191	10142694	9999399	{8DB9E3ED-39E0-49D1-A10E-5E34A5E0E822}	4 SHOTOVER DELTA ROAD LOWER SHOTOVER QUEENSTOWN 9304	Aib-24	Sewerage	TPBS Valves	Valve			$194.75	$194.75	$17.55	$212.30	Indemnity	$163.55
Queenstown Lakes District Council	Queenstown Lakes District, Otago	10148192	10142694	9999202	{8DB9E3ED-39E0-49D1-A10E-5E34A5E0E822}	4 SHOTOVER DELTA ROAD LOWER SHOTOVER QUEENSTOWN 9304	Aib-24	Sewerage	TPBS Valves	Valve			$780.66	$780.66	$70.35	$851.01	Indemnity	$655.59
Queenstown Lakes District Council	Queenstown Lakes District, Otago	10148193	10142698	9999007	{88D8FB66-3245-42EF-A03E-3A2F9D75B9DE}	FLORENCE CLOSE QUEENSTOWN HILL QUEENSTOWN 9300	Aib-24	Water Supply	TPBS Valves	Valve			$977.06	$977.06	$88.05	$1,065.11	reinstatement	$1,065.11
Queenstown Lakes District Council	Queenstown Lakes District, Otago	10148194	10142694	9999260	{8DB9E3ED-39E0-49D1-A10E-5E34A5E0E822}	4 SHOTOVER DELTA ROAD LOWER SHOTOVER QUEENSTOWN 9304	Aib-24	Sewerage	TPBS Valves	Valve			$2,734.78	$2,734.78	$246.45	$2,981.23	Indemnity	$2,296.63
Queenstown Lakes District Council	Queenstown Lakes District, Otago	10148195	10142694	9999462	{8DB9E3ED-39E0-49D1-A10E-5E34A5E0E822}	4 SHOTOVER DELTA ROAD LOWER SHOTOVER QUEENSTOWN 9304	Aib-24	Sewerage	TPBS Valves	Valve			$5,469.55	$5,469.55	$492.89	$5,962.44	Indemnity	$4,593.25
Queenstown Lakes District Council	Queenstown Lakes District, Otago	10148196	10142694	9999389	{8DB9E3ED-39E0-49D1-A10E-5E34A5E0E822}	4 SHOTOVER DELTA ROAD LOWER SHOTOVER QUEENSTOWN 9304	Aib-24	Sewerage	TPBS Valves	Valve			$194.75	$194.75	$17.55	$212.30	Indemnity	$163.55
Queenstown Lakes District Council	Queenstown Lakes District, Otago	10148197	10142618	2727	{96F6CEAE-D7DD-480B-B9D7-E0E01956C4B0}	HOWARDS DRIVE LAKE HAYES QUEENSTOWN 9304	Aib-24	Water Supply	Structures	UV Plant			$140,129.15	$140,129.15	$12,627.80	$152,756.95	Reinstatement	$152,756.95
Queenstown Lakes District Council	Queenstown Lakes District, Otago	10148198	10142693	9999042	{1F00FD0E-6BDD-44B3-BC69-88D02FC0194F}	HAYES CREEK ROAD LAKE HAYES QUEENSTOWN 9304	Aib-24	Sewerage	Electrical Equipment	Switchboard			$31,697.44	$31,697.44	$2,856.43	$34,553.87	Indemnity	$21,755.94
Queenstown Lakes District Council	Queenstown Lakes District, Otago	10148199	10142661	9999098	{56A21E94-81E6-40D2-B142-B2A270952F62}	OLD SCHOOL ROAD RD 1 QUEENSTOWN 9371	Aib-24	Sewerage	TPBS Valves	Valve			$2,343.63	$2,343.63	$211.20	$2,554.82	Indemnity	$1,808.34
Queenstown Lakes District Council	Queenstown Lakes District, Otago	10148200	10142894	9999588	{FF125375-06C6-4662-A3A3-08296D06A779}	432 PENINSULA ROAD KELVIN HEIGHTS QUEENSTOWN 9300	Aib-24	Water Supply	TPBS Valves	Valve			$1,202.91	$1,202.91	$108.40	$1,311.31	Indemnity	$757.64
Queenstown Lakes District Council	Queenstown Lakes District, Otago	10148201	10142694	9999514	{8DB9E3ED-39E0-49D1-A10E-5E34A5E0E822}	4 SHOTOVER DELTA ROAD LOWER SHOTOVER QUEENSTOWN 9304	Aib-24	Sewerage	TPBS Valves	Valve			$391.14	$391.14	$35.25	$426.39	Indemnity	$328.47
Queenstown Lakes District Council	Queenstown Lakes District, Otago	10148202	10142694	9999543	{8DB9E3ED-39E0-49D1-A10E-5E34A5E0E822}	4 SHOTOVER DELTA ROAD LOWER SHOTOVER QUEENSTOWN 9304	Aib-24	Sewerage	TPBS Valves	Valve			$2,929.53	$2,929.53	$264.00	$3,193.53	Indemnity	$2,460.18
Queenstown Lakes District Council	Queenstown Lakes District, Otago	10148203	10142694	9999374	{8DB9E3ED-39E0-49D1-A10E-5E34A5E0E822}	4 SHOTOVER DELTA ROAD LOWER SHOTOVER QUEENSTOWN 9304	Aib-24	Sewerage	TPBS Valves	Valve			$28,709.44	$28,709.44	$2,587.16	$31,296.60	Indemnity	$24,109.76
Queenstown Lakes District Council	Queenstown Lakes District, Otago	10148204	10142694	9999401	{8DB9E3ED-39E0-49D1-A10E-5E34A5E0E822}	4 SHOTOVER DELTA ROAD LOWER SHOTOVER QUEENSTOWN 9304	Aib-24	Sewerage	TPBS Valves	Valve			$391.14	$391.14	$35.25	$426.39	Indemnity	$328.47
Queenstown Lakes District Council	Queenstown Lakes District, Otago	10148205	10142694	9999405	{8DB9E3ED-39E0-49D1-A10E-5E34A5E0E822}	4 SHOTOVER DELTA ROAD LOWER SHOTOVER QUEENSTOWN 9304	Aib-24	Sewerage	TPBS Valves	Valve			$585.91	$585.91	$52.80	$638.71	Indemnity	$492.04
Queenstown Lakes District Council	Queenstown Lakes District, Otago	10148206	10142694	9999424	{8DB9E3ED-39E0-49D1-A10E-5E34A5E0E822}	4 SHOTOVER DELTA ROAD LOWER SHOTOVER QUEENSTOWN 9304	Aib-24	Sewerage	TPBS Valves	Valve			$96.56	$96.56	$8.70	$105.27	Indemnity	$81.09
Queenstown Lakes District Council	Queenstown Lakes District, Otago	10148207	10142694	9999425	{8DB9E3ED-39E0-49D1-A10E-5E34A5E0E822}	4 SHOTOVER DELTA ROAD LOWER SHOTOVER QUEENSTOWN 9304	Aib-24	Sewerage	TPBS Valves	Valve			$96.56	$96.56	$8.70	$105.27	Indemnity	$81.09
Queenstown Lakes District Council	Queenstown Lakes District, Otago	10148208	10142694	9999469	{8DB9E3ED-39E0-49D1-A10E-5E34A5E0E822}	4 SHOTOVER DELTA ROAD LOWER SHOTOVER QUEENSTOWN 9304	Aib-24	Sewerage	TPBS Valves	Valve			$585.91	$585.91	$52.80	$638.71	Indemnity	$492.04
Queenstown Lakes District Council	Queenstown Lakes District, Otago	10148209	10142694	9999509	{8DB9E3ED-39E0-49D1-A10E-5E34A5E0E822}	4 SHOTOVER DELTA ROAD LOWER SHOTOVER QUEENSTOWN 9304	Aib-24	Sewerage	TPBS Valves	Valve			$1,171.81	$1,171.81	$105.60	$1,277.41	Indemnity	$984.07
Queenstown Lakes District Council	Queenstown Lakes District, Otago	10148210	10142694	9999542	{8DB9E3ED-39E0-49D1-A10E-5E34A5E0E822}	4 SHOTOVER DELTA ROAD LOWER SHOTOVER QUEENSTOWN 9304	Aib-24	Sewerage	TPBS Valves	Valve			$2,929.53	$2,929.53	$264.00	$3,193.53	Indemnity	$2,460.18
Queenstown Lakes District Council	Queenstown Lakes District, Otago	10148211	10142694	9999475	{8DB9E3ED-39E0-49D1-A10E-5E34A5E0E822}	4 SHOTOVER DELTA ROAD LOWER SHOTOVER QUEENSTOWN 9304	Aib-24	Sewerage	TPBS Valves	Valve			$780.66	$780.66	$70.35	$851.01	Indemnity	$655.59
Queenstown Lakes District Council	Queenstown Lakes District, Otago	10148212	10142694	9999476	{8DB9E3ED-39E0-49D1-A10E-5E34A5E0E822}	4 SHOTOVER DELTA ROAD LOWER SHOTOVER QUEENSTOWN 9304	Aib-24	Sewerage	TPBS Valves	Valve			$194.75	$194.75	$17.55	$212.30	Indemnity	$163.55
Queenstown Lakes District Council	Queenstown Lakes District, Otago	10148213	10142694	9999290	{8DB9E3ED-39E0-49D1-A10E-5E34A5E0E822}	4 SHOTOVER DELTA ROAD LOWER SHOTOVER QUEENSTOWN 9304	Aib-24	Sewerage	TPBS Valves	Valve			$194.75	$194.75	$17.55	$212.30	Indemnity	$163.55
Queenstown Lakes District Council	Queenstown Lakes District, Otago	10148214	10142694	9999535	{8DB9E3ED-39E0-49D1-A10E-5E34A5E0E822}	4 SHOTOVER DELTA ROAD LOWER SHOTOVER QUEENSTOWN 9304	Aib-24	Sewerage	TPBS Valves	Valve			$194.75	$194.75	$17.55	$212.30	Indemnity	$163.55
Queenstown Lakes District Council	Queenstown Lakes District, Otago	10148215	10142694	9999510	{8DB9E3ED-39E0-49D1-A10E-5E34A5E0E822}	4 SHOTOVER DELTA ROAD LOWER SHOTOVER QUEENSTOWN 9304	Aib-24	Sewerage	TPBS Valves	Valve			$1,171.81	$1,171.81	$105.60	$1,277.41	Indemnity	$984.07
Queenstown Lakes District Council	Queenstown Lakes District, Otago	10148216	10142698	9999017	{88D8FB66-3245-42EF-A03E-3A2F9D75B9DE}	FLORENCE CLOSE QUEENSTOWN HILL QUEENSTOWN 9300	Aib-24	Water Supply	Electrical Equipment	Switchboard			$87,390.52	$87,390.52	$7,875.23	$95,265.75	reinstatement	$95,265.75
Queenstown Lakes District Council	Queenstown Lakes District, Otago	10148217	10142895	9999608	{DD40439E-40D4-47E8-A05F-B21C440228BE}	432 PENINSULA ROAD KELVIN HEIGHTS QUEENSTOWN 9300	Aib-24	Water Supply	TPBS Valves	Valve			$5,078.41	$5,078.41	$457.64	$5,536.05	Indemnity	$4,346.79
Queenstown Lakes District Council	Queenstown Lakes District, Otago	10148218	10142695	9999060	{14FCAE5D-C559-4861-9924-0D25D8A8A142}	CARDRONA VALLEY ROAD RD 2 WANAKA 9382	Aib-24	Sewerage	TPBS Valves	Valve			$2,148.86	$2,148.86	$193.65	$2,342.51	Indemnity	$1,807.20
Queenstown Lakes District Council	Queenstown Lakes District, Otago	10148219	10142694	9999226	{8DB9E3ED-39E0-49D1-A10E-5E34A5E0E822}	4 SHOTOVER DELTA ROAD LOWER SHOTOVER QUEENSTOWN 9304	Aib-24	Sewerage	TPBS Valves	Valve			$194.75	$194.75	$17.55	$212.30	Indemnity	$163.55
Queenstown Lakes District Council	Queenstown Lakes District, Otago	10148220	10142694	9999349	{8DB9E3ED-39E0-49D1-A10E-5E34A5E0E822}	4 SHOTOVER DELTA ROAD LOWER SHOTOVER QUEENSTOWN 9304	Aib-24	Sewerage	TPBS Valves	Valve			$1,954.12	$1,954.12	$176.10	$2,130.22	Indemnity	$1,641.04
Queenstown Lakes District Council	Queenstown Lakes District, Otago	10148221	10142694	9999350	{8DB9E3ED-39E0-49D1-A10E-5E34A5E0E822}	4 SHOTOVER DELTA ROAD LOWER SHOTOVER QUEENSTOWN 9304	Aib-24	Sewerage	TPBS Valves	Valve			$194.75	$194.75	$17.55	$212.30	Indemnity	$163.55
Queenstown Lakes District Council	Queenstown Lakes District, Otago	10148222	10142698	9999004	{88D8FB66-3245-42EF-A03E-3A2F9D75B9DE}	FLORENCE CLOSE QUEENSTOWN HILL QUEENSTOWN 9300	Aib-24	Water Supply	TPBS Valves	Valve			$977.06	$977.06	$88.05	$1,065.11	reinstatement	$1,065.11
Queenstown Lakes District Council	Queenstown Lakes District, Otago	10148223	10142694	9999193	{8DB9E3ED-39E0-49D1-A10E-5E34A5E0E822}	4 SHOTOVER DELTA ROAD LOWER SHOTOVER QUEENSTOWN 9304	Aib-24	Sewerage	TPBS Valves	Valve			$780.66	$780.66	$70.35	$851.01	Indemnity	$655.59
Queenstown Lakes District Council	Queenstown Lakes District, Otago	10148224	10142694	9999362	{8DB9E3ED-39E0-49D1-A10E-5E34A5E0E822}	4 SHOTOVER DELTA ROAD LOWER SHOTOVER QUEENSTOWN 9304	Aib-24	Sewerage	TPBS Valves	Valve			$1,757.72	$1,757.72	$158.40	$1,916.12	Indemnity	$1,476.11
Queenstown Lakes District Council	Queenstown Lakes District, Otago	10148225	10142693	9999039	{1F00FD0E-6BDD-44B3-BC69-88D02FC0194F}	HAYES CREEK ROAD LAKE HAYES QUEENSTOWN 9304	Aib-24	Sewerage	TPBS Valves	Valve			$2,148.86	$2,148.86	$193.65	$2,342.51	Indemnity	$1,807.20
Queenstown Lakes District Council	Queenstown Lakes District, Otago	10148226	10142694	9999490	{8DB9E3ED-39E0-49D1-A10E-5E34A5E0E822}	4 SHOTOVER DELTA ROAD LOWER SHOTOVER QUEENSTOWN 9304	Aib-24	Sewerage	TPBS Valves	Valve			$391.14	$391.14	$35.25	$426.39	Indemnity	$328.47
Queenstown Lakes District Council	Queenstown Lakes District, Otago	10148227	10142694	9999373	{8DB9E3ED-39E0-49D1-A10E-5E34A5E0E822}	4 SHOTOVER DELTA ROAD LOWER SHOTOVER QUEENSTOWN 9304	Aib-24	Sewerage	TPBS Valves	Valve			$28,709.44	$28,709.44	$2,587.16	$31,296.60	Indemnity	$24,109.76
Queenstown Lakes District Council	Queenstown Lakes District, Otago	10148228	10142694	9999413	{8DB9E3ED-39E0-49D1-A10E-5E34A5E0E822}	4 SHOTOVER DELTA ROAD LOWER SHOTOVER QUEENSTOWN 9304	Aib-24	Sewerage	TPBS Valves	Valve			$1,171.81	$1,171.81	$105.60	$1,277.41	Indemnity	$984.07
Queenstown Lakes District Council	Queenstown Lakes District, Otago	10148229	10142661	9999104	{56A21E94-81E6-40D2-B142-B2A270952F62}	OLD SCHOOL ROAD RD 1 QUEENSTOWN 9371	Aib-24	Sewerage	Electrical Equipment	Telemetry			$33,803.50	$33,803.50	$3,046.22	$36,849.72	Indemnity	$15,597.63
Queenstown Lakes District Council	Queenstown Lakes District, Otago	10148230	10142698	9999024	{88D8FB66-3245-42EF-A03E-3A2F9D75B9DE}	FLORENCE CLOSE QUEENSTOWN HILL QUEENSTOWN 9300	Aib-24	Water Supply	Electrical Equipment	Variable Speed Drive			$3,575.49	$3,575.49	$322.21	$3,897.70	reinstatement	$3,897.70
Queenstown Lakes District Council	Queenstown Lakes District, Otago	10148231	10142694	9999230	{8DB9E3ED-39E0-49D1-A10E-5E34A5E0E822}	4 SHOTOVER DELTA ROAD LOWER SHOTOVER QUEENSTOWN 9304	Aib-24	Sewerage	TPBS Valves	Valve			$2,540.03	$2,540.03	$228.90	$2,768.92	Indemnity	$2,133.08
Queenstown Lakes District Council	Queenstown Lakes District, Otago	10148232	10142694	9999546	{8DB9E3ED-39E0-49D1-A10E-5E34A5E0E822}	4 SHOTOVER DELTA ROAD LOWER SHOTOVER QUEENSTOWN 9304	Aib-24	Sewerage	Electrical Equipment	Variable Speed Drive			$27,580.94	$27,580.94	$2,485.47	$30,066.41	Indemnity	$16,035.28
Queenstown Lakes District Council	Queenstown Lakes District, Otago	10148233	10142694	9999395	{8DB9E3ED-39E0-49D1-A10E-5E34A5E0E822}	4 SHOTOVER DELTA ROAD LOWER SHOTOVER QUEENSTOWN 9304	Aib-24	Sewerage	TPBS Valves	Valve			$194.75	$194.75	$17.55	$212.30	Indemnity	$163.55
Queenstown Lakes District Council	Queenstown Lakes District, Otago	10148234	10142694	9999393	{8DB9E3ED-39E0-49D1-A10E-5E34A5E0E822}	4 SHOTOVER DELTA ROAD LOWER SHOTOVER QUEENSTOWN 9304	Aib-24	Sewerage	TPBS Valves	Valve			$1,171.81	$1,171.81	$105.60	$1,277.41	Indemnity	$984.07
Queenstown Lakes District Council	Queenstown Lakes District, Otago	10148235	10142696	9999089	{90574728-F2C5-4A5D-BF5C-EEB779B42473}	MEADOWSTONE	Aib-24	Sewerage	Structures	Well	2017	01/07/2017	$23,506.14	$23,506.14	$2,118.27	$25,624.41	Indemnity	$20,622.46
Queenstown Lakes District Council	Queenstown Lakes District, Otago	10148236	10142694	9999488	{8DB9E3ED-39E0-49D1-A10E-5E34A5E0E822}	4 SHOTOVER DELTA ROAD LOWER SHOTOVER QUEENSTOWN 9304	Aib-24	Sewerage	TPBS Valves	Valve			$585.91	$585.91	$52.80	$638.71	Indemnity	$492.04
Queenstown Lakes District Council	Queenstown Lakes District, Otago	10148237	10142694	9999526	{8DB9E3ED-39E0-49D1-A10E-5E34A5E0E822}	4 SHOTOVER DELTA ROAD LOWER SHOTOVER QUEENSTOWN 9304	Aib-24	Sewerage	TPBS Valves	Valve			$391.14	$391.14	$35.25	$426.39	Indemnity	$328.47
Queenstown Lakes District Council	Queenstown Lakes District, Otago	10148238	10142694	9999487	{8DB9E3ED-39E0-49D1-A10E-5E34A5E0E822}	4 SHOTOVER DELTA ROAD LOWER SHOTOVER QUEENSTOWN 9304	Aib-24	Sewerage	Electrical Equipment	Pressure Transducer			$3,718.74	$3,718.74	$335.12	$4,053.86	Indemnity	$1,681.59
Queenstown Lakes District Council	Queenstown Lakes District, Otago	10148239	10142694	9999541	{8DB9E3ED-39E0-49D1-A10E-5E34A5E0E822}	4 SHOTOVER DELTA ROAD LOWER SHOTOVER QUEENSTOWN 9304	Aib-24	Sewerage	TPBS Valves	Valve			$2,929.53	$2,929.53	$264.00	$3,193.53	Indemnity	$2,460.18
Queenstown Lakes District Council	Queenstown Lakes District, Otago	10148240	10142694	9999464	{8DB9E3ED-39E0-49D1-A10E-5E34A5E0E822}	4 SHOTOVER DELTA ROAD LOWER SHOTOVER QUEENSTOWN 9304	Aib-24	Sewerage	TPBS Valves	Valve			$780.66	$780.66	$70.35	$851.01	Indemnity	$655.59
Queenstown Lakes District Council	Queenstown Lakes District, Otago	10148241	10142694	9999427	{8DB9E3ED-39E0-49D1-A10E-5E34A5E0E822}	4 SHOTOVER DELTA ROAD LOWER SHOTOVER QUEENSTOWN 9304	Aib-24	Sewerage	TPBS Valves	Valve			$96.56	$96.56	$8.70	$105.27	Indemnity	$81.09
Queenstown Lakes District Council	Queenstown Lakes District, Otago	10148242	10142694	9999308	{8DB9E3ED-39E0-49D1-A10E-5E34A5E0E822}	4 SHOTOVER DELTA ROAD LOWER SHOTOVER QUEENSTOWN 9304	Aib-24	Sewerage	TPBS Valves	Valve			$585.91	$585.91	$52.80	$638.71	Indemnity	$492.04
Queenstown Lakes District Council	Queenstown Lakes District, Otago	10148243	10142694	9999408	{8DB9E3ED-39E0-49D1-A10E-5E34A5E0E822}	4 SHOTOVER DELTA ROAD LOWER SHOTOVER QUEENSTOWN 9304	Aib-24	Sewerage	Electrical Equipment	Variable Speed Drive			$4,086.27	$4,086.27	$368.24	$4,454.51	Indemnity	$2,375.72
Queenstown Lakes District Council	Queenstown Lakes District, Otago	10148244	10142694	9999448	{8DB9E3ED-39E0-49D1-A10E-5E34A5E0E822}	4 SHOTOVER DELTA ROAD LOWER SHOTOVER QUEENSTOWN 9304	Aib-24	Sewerage	TPBS Valves	Valve			$780.66	$780.66	$70.35	$851.01	Indemnity	$655.59
Queenstown Lakes District Council	Queenstown Lakes District, Otago	10148245	10142698	9999026	{88D8FB66-3245-42EF-A03E-3A2F9D75B9DE}	FLORENCE CLOSE QUEENSTOWN HILL QUEENSTOWN 9300	Aib-24	Water Supply	Electrical Equipment	Variable Speed Drive			$3,575.49	$3,575.49	$322.21	$3,897.70	reinstatement	$3,897.70
Queenstown Lakes District Council	Queenstown Lakes District, Otago	10148246	10142694	9999443	{8DB9E3ED-39E0-49D1-A10E-5E34A5E0E822}	4 SHOTOVER DELTA ROAD LOWER SHOTOVER QUEENSTOWN 9304	Aib-24	Sewerage	TPBS Valves	Valve			$194.75	$194.75	$17.55	$212.30	Indemnity	$163.55
Queenstown Lakes District Council	Queenstown Lakes District, Otago	10146269	10142560	210270	{651DED27-2CF7-4E8C-9EBE-4D1D6ADF66AA}	WILLOW PLACE	Aib-24	Sewerage	Miscellaneous	Valve Chamber	2009	01/08/2009	$0.00	$0.00	$0.00	$0.00	Indemnity	$0.00
Queenstown Lakes District Council	Queenstown Lakes District, Otago	10148247	10142694	9999204	{8DB9E3ED-39E0-49D1-A10E-5E34A5E0E822}	4 SHOTOVER DELTA ROAD LOWER SHOTOVER QUEENSTOWN 9304	Aib-24	Sewerage	TPBS Valves	Valve			$780.66	$780.66	$70.35	$851.01	Indemnity	$655.59
Queenstown Lakes District Council	Queenstown Lakes District, Otago	10148248	10142694	9999206	{8DB9E3ED-39E0-49D1-A10E-5E34A5E0E822}	4 SHOTOVER DELTA ROAD LOWER SHOTOVER QUEENSTOWN 9304	Aib-24	Sewerage	TPBS Valves	Valve			$780.66	$780.66	$70.35	$851.01	Indemnity	$655.59
Queenstown Lakes District Council	Queenstown Lakes District, Otago	10148249	10142694	9999196	{8DB9E3ED-39E0-49D1-A10E-5E34A5E0E822}	4 SHOTOVER DELTA ROAD LOWER SHOTOVER QUEENSTOWN 9304	Aib-24	Sewerage	TPBS Valves	Valve			$780.66	$780.66	$70.35	$851.01	Indemnity	$655.59
Queenstown Lakes District Council	Queenstown Lakes District, Otago	10148250	10142694	9999493	{8DB9E3ED-39E0-49D1-A10E-5E34A5E0E822}	4 SHOTOVER DELTA ROAD LOWER SHOTOVER QUEENSTOWN 9304	Aib-24	Sewerage	TPBS Valves	Valve			$194.75	$194.75	$17.55	$212.30	Indemnity	$163.55
Queenstown Lakes District Council	Queenstown Lakes District, Otago	10148251	10142694	9999174	{8DB9E3ED-39E0-49D1-A10E-5E34A5E0E822}	4 SHOTOVER DELTA ROAD LOWER SHOTOVER QUEENSTOWN 9304	Aib-24	Sewerage	Weir Structure	Weir Slide Gate			$42,553.61	$42,553.61	$3,834.74	$46,388.35	Indemnity	$35,735.89
Queenstown Lakes District Council	Queenstown Lakes District, Otago	10148252	10142895	9999607	{DD40439E-40D4-47E8-A05F-B21C440228BE}	432 PENINSULA ROAD KELVIN HEIGHTS QUEENSTOWN 9300	Aib-24	Water Supply	TPBS Valves	Valve			$5,078.41	$5,078.41	$457.64	$5,536.05	Indemnity	$4,346.79
Queenstown Lakes District Council	Queenstown Lakes District, Otago	10148253	10142694	9999342	{8DB9E3ED-39E0-49D1-A10E-5E34A5E0E822}	4 SHOTOVER DELTA ROAD LOWER SHOTOVER QUEENSTOWN 9304	Aib-24	Sewerage	TPBS Valves	Valve			$194.75	$194.75	$17.55	$212.30	Indemnity	$163.55
Queenstown Lakes District Council	Queenstown Lakes District, Otago	10148254	10142694	9999340	{8DB9E3ED-39E0-49D1-A10E-5E34A5E0E822}	4 SHOTOVER DELTA ROAD LOWER SHOTOVER QUEENSTOWN 9304	Aib-24	Sewerage	TPBS Valves	Valve			$194.75	$194.75	$17.55	$212.30	Indemnity	$163.55
Queenstown Lakes District Council	Queenstown Lakes District, Otago	10148255	10142694	9999452	{8DB9E3ED-39E0-49D1-A10E-5E34A5E0E822}	4 SHOTOVER DELTA ROAD LOWER SHOTOVER QUEENSTOWN 9304	Aib-24	Sewerage	TPBS Valves	Valve			$1,562.97	$1,562.97	$140.85	$1,703.82	Indemnity	$1,312.56
Queenstown Lakes District Council	Queenstown Lakes District, Otago	10148256	10142694	9999228	{8DB9E3ED-39E0-49D1-A10E-5E34A5E0E822}	4 SHOTOVER DELTA ROAD LOWER SHOTOVER QUEENSTOWN 9304	Aib-24	Sewerage	TPBS Valves	Valve			$977.06	$977.06	$88.05	$1,065.11	Indemnity	$820.52
Queenstown Lakes District Council	Queenstown Lakes District, Otago	10148257	10142694	9999175	{8DB9E3ED-39E0-49D1-A10E-5E34A5E0E822}	4 SHOTOVER DELTA ROAD LOWER SHOTOVER QUEENSTOWN 9304	Aib-24	Sewerage	Weir Structure	Weir Slide Gate			$34,117.35	$34,117.35	$3,074.50	$37,191.85	Indemnity	$28,651.24
Queenstown Lakes District Council	Queenstown Lakes District, Otago	10148258	10142694	9999171	{8DB9E3ED-39E0-49D1-A10E-5E34A5E0E822}	4 SHOTOVER DELTA ROAD LOWER SHOTOVER QUEENSTOWN 9304	Aib-24	Sewerage	TPBS Valves	Valve			$391.14	$391.14	$35.25	$426.39	Indemnity	$328.47
Queenstown Lakes District Council	Queenstown Lakes District, Otago	10148259	10142694	9999573	{8DB9E3ED-39E0-49D1-A10E-5E34A5E0E822}	4 SHOTOVER DELTA ROAD LOWER SHOTOVER QUEENSTOWN 9304	Aib-24	Sewerage	Structures	Walkway			$751,904.59	$751,904.59	$67,758.19	$819,662.78	Indemnity	$631,438.30
Queenstown Lakes District Council	Queenstown Lakes District, Otago	10148260	10142694	9999358	{8DB9E3ED-39E0-49D1-A10E-5E34A5E0E822}	4 SHOTOVER DELTA ROAD LOWER SHOTOVER QUEENSTOWN 9304	Aib-24	Sewerage	TPBS Valves	Valve			$5,469.55	$5,469.55	$492.89	$5,962.44	Indemnity	$4,593.25
Queenstown Lakes District Council	Queenstown Lakes District, Otago	10148261	10142693	9999043	{1F00FD0E-6BDD-44B3-BC69-88D02FC0194F}	HAYES CREEK ROAD LAKE HAYES QUEENSTOWN 9304	Aib-24	Sewerage	Electrical Equipment	Telemetry			$31,601.32	$31,601.32	$2,847.77	$34,449.08	Indemnity	$19,903.74
Queenstown Lakes District Council	Queenstown Lakes District, Otago	10148262	10142607	9999135	{5425FD7B-4B2A-4B6A-A215-FF2D1C28899D}	3840 ALICE BURN DRIVE RD 3 CROMWELL 9383	Aib-24	Sewerage	Structures	Tank			$170,903.71	$170,903.71	$15,401.06	$186,304.77	Reinstatement	$186,304.77
Queenstown Lakes District Council	Queenstown Lakes District, Otago	10148263	10142694	9999489	{8DB9E3ED-39E0-49D1-A10E-5E34A5E0E822}	4 SHOTOVER DELTA ROAD LOWER SHOTOVER QUEENSTOWN 9304	Aib-24	Sewerage	TPBS Valves	Valve			$391.14	$391.14	$35.25	$426.39	Indemnity	$328.47
Queenstown Lakes District Council	Queenstown Lakes District, Otago	10148264	10142696	9999085	{90574728-F2C5-4A5D-BF5C-EEB779B42473}	MEADOWSTONE	Aib-24	Sewerage	Electrical Equipment	Telemetry	2017	01/07/2017	$31,601.32	$31,601.32	$2,847.77	$34,449.08	Indemnity	$20,414.09
Queenstown Lakes District Council	Queenstown Lakes District, Otago	10148265	10142695	9999063	{14FCAE5D-C559-4861-9924-0D25D8A8A142}	CARDRONA VALLEY ROAD RD 2 WANAKA 9382	Aib-24	Sewerage	Electrical Equipment	Soft Starter			$1,723.11	$1,723.11	$155.28	$1,878.38	Indemnity	$1,085.28
Queenstown Lakes District Council	Queenstown Lakes District, Otago	10148266	10142694	9999238	{8DB9E3ED-39E0-49D1-A10E-5E34A5E0E822}	4 SHOTOVER DELTA ROAD LOWER SHOTOVER QUEENSTOWN 9304	Aib-24	Sewerage	TPBS Valves	Valve			$1,954.12	$1,954.12	$176.10	$2,130.22	Indemnity	$1,641.04
Queenstown Lakes District Council	Queenstown Lakes District, Otago	10148267	10142694	9999467	{8DB9E3ED-39E0-49D1-A10E-5E34A5E0E822}	4 SHOTOVER DELTA ROAD LOWER SHOTOVER QUEENSTOWN 9304	Aib-24	Sewerage	Electrical Equipment	Variable Speed Drive			$6,129.42	$6,129.42	$552.36	$6,681.78	Indemnity	$2,771.68
Queenstown Lakes District Council	Queenstown Lakes District, Otago	10148268	10142694	9999221	{8DB9E3ED-39E0-49D1-A10E-5E34A5E0E822}	4 SHOTOVER DELTA ROAD LOWER SHOTOVER QUEENSTOWN 9304	Aib-24	Sewerage	TPBS Valves	Valve			$585.91	$585.91	$52.80	$638.71	Indemnity	$492.04
Queenstown Lakes District Council	Queenstown Lakes District, Otago	10148269	10142609	2720	{E418C03F-E51F-4F64-BCDB-3076A1CA7AD1}	#N/A	Aib-24	Water Supply	Structures	UV Plant			$56,010.85	$56,010.85	$5,047.44	$61,058.29	Reinstatement	$61,058.29
Queenstown Lakes District Council	Queenstown Lakes District, Otago	10148270	10142694	9999266	{8DB9E3ED-39E0-49D1-A10E-5E34A5E0E822}	4 SHOTOVER DELTA ROAD LOWER SHOTOVER QUEENSTOWN 9304	Aib-24	Sewerage	TPBS Valves	Valve			$194.75	$194.75	$17.55	$212.30	Indemnity	$163.55
Queenstown Lakes District Council	Queenstown Lakes District, Otago	10148271	10142694	9999468	{8DB9E3ED-39E0-49D1-A10E-5E34A5E0E822}	4 SHOTOVER DELTA ROAD LOWER SHOTOVER QUEENSTOWN 9304	Aib-24	Sewerage	TPBS Valves	Valve			$194.75	$194.75	$17.55	$212.30	Indemnity	$163.55
Queenstown Lakes District Council	Queenstown Lakes District, Otago	10148272	10142894	9999590	{FF125375-06C6-4662-A3A3-08296D06A779}	432 PENINSULA ROAD KELVIN HEIGHTS QUEENSTOWN 9300	Aib-24	Water Supply	TPBS Valves	Valve			$2,001.57	$2,001.57	$180.37	$2,181.95	Indemnity	$1,260.67
Queenstown Lakes District Council	Queenstown Lakes District, Otago	10148273	10142694	9999270	{8DB9E3ED-39E0-49D1-A10E-5E34A5E0E822}	4 SHOTOVER DELTA ROAD LOWER SHOTOVER QUEENSTOWN 9304	Aib-24	Sewerage	TPBS Valves	Valve			$2,734.78	$2,734.78	$246.45	$2,981.23	Indemnity	$2,296.63
Queenstown Lakes District Council	Queenstown Lakes District, Otago	10148274	10142694	9999313	{8DB9E3ED-39E0-49D1-A10E-5E34A5E0E822}	4 SHOTOVER DELTA ROAD LOWER SHOTOVER QUEENSTOWN 9304	Aib-24	Sewerage	TPBS Valves	Valve			$194.75	$194.75	$17.55	$212.30	Indemnity	$163.55
Queenstown Lakes District Council	Queenstown Lakes District, Otago	10148275	10142694	9999354	{8DB9E3ED-39E0-49D1-A10E-5E34A5E0E822}	4 SHOTOVER DELTA ROAD LOWER SHOTOVER QUEENSTOWN 9304	Aib-24	Sewerage	TPBS Valves	Valve			$194.75	$194.75	$17.55	$212.30	Indemnity	$163.55
Queenstown Lakes District Council	Queenstown Lakes District, Otago	10148276	10142694	9999316	{8DB9E3ED-39E0-49D1-A10E-5E34A5E0E822}	4 SHOTOVER DELTA ROAD LOWER SHOTOVER QUEENSTOWN 9304	Aib-24	Sewerage	TPBS Valves	Valve			$585.91	$585.91	$52.80	$638.71	Indemnity	$492.04
Queenstown Lakes District Council	Queenstown Lakes District, Otago	10148277	10142694	9999277	{8DB9E3ED-39E0-49D1-A10E-5E34A5E0E822}	4 SHOTOVER DELTA ROAD LOWER SHOTOVER QUEENSTOWN 9304	Aib-24	Sewerage	TPBS Valves	Valve			$2,148.86	$2,148.86	$193.65	$2,342.51	Indemnity	$1,804.58
Queenstown Lakes District Council	Queenstown Lakes District, Otago	10148278	10142894	9999580	{FF125375-06C6-4662-A3A3-08296D06A779}	432 PENINSULA ROAD KELVIN HEIGHTS QUEENSTOWN 9300	Aib-24	Water Supply	Electrical Equipment	Switchboard			$86,376.36	$86,376.36	$7,783.84	$94,160.20	Indemnity	$54,403.19
Queenstown Lakes District Council	Queenstown Lakes District, Otago	10148279	10142607	9999134	{5425FD7B-4B2A-4B6A-A215-FF2D1C28899D}	3840 ALICE BURN DRIVE RD 3 CROMWELL 9383	Aib-24	Sewerage	Structures	Tank			$157,797.00	$157,797.00	$14,219.94	$172,016.94	Reinstatement	$172,016.94
Queenstown Lakes District Council	Queenstown Lakes District, Otago	10148280	10142694	9999363	{8DB9E3ED-39E0-49D1-A10E-5E34A5E0E822}	4 SHOTOVER DELTA ROAD LOWER SHOTOVER QUEENSTOWN 9304	Aib-24	Sewerage	TPBS Valves	Valve			$1,757.72	$1,757.72	$158.40	$1,916.12	Indemnity	$1,476.11
Queenstown Lakes District Council	Queenstown Lakes District, Otago	10148281	10142694	9999283	{8DB9E3ED-39E0-49D1-A10E-5E34A5E0E822}	4 SHOTOVER DELTA ROAD LOWER SHOTOVER QUEENSTOWN 9304	Aib-24	Sewerage	TPBS Valves	Valve			$74,609.84	$74,609.84	$6,723.50	$81,333.34	Indemnity	$62,656.24
Queenstown Lakes District Council	Queenstown Lakes District, Otago	10148282	10142694	9999293	{8DB9E3ED-39E0-49D1-A10E-5E34A5E0E822}	4 SHOTOVER DELTA ROAD LOWER SHOTOVER QUEENSTOWN 9304	Aib-24	Sewerage	TPBS Valves	Valve			$391.14	$391.14	$35.25	$426.39	Indemnity	$328.47
Queenstown Lakes District Council	Queenstown Lakes District, Otago	10148283	10142694	9999338	{8DB9E3ED-39E0-49D1-A10E-5E34A5E0E822}	4 SHOTOVER DELTA ROAD LOWER SHOTOVER QUEENSTOWN 9304	Aib-24	Sewerage	Electrical Equipment	Variable Speed Drive			$24,080.69	$24,080.69	$2,170.04	$26,250.73	Indemnity	$14,000.27
Queenstown Lakes District Council	Queenstown Lakes District, Otago	10148284	10142694	9999470	{8DB9E3ED-39E0-49D1-A10E-5E34A5E0E822}	4 SHOTOVER DELTA ROAD LOWER SHOTOVER QUEENSTOWN 9304	Aib-24	Sewerage	TPBS Valves	Valve			$194.75	$194.75	$17.55	$212.30	Indemnity	$163.55
Queenstown Lakes District Council	Queenstown Lakes District, Otago	10148285	10142694	9999378	{8DB9E3ED-39E0-49D1-A10E-5E34A5E0E822}	4 SHOTOVER DELTA ROAD LOWER SHOTOVER QUEENSTOWN 9304	Aib-24	Sewerage	TPBS Valves	Valve			$194.75	$194.75	$17.55	$212.30	Indemnity	$163.55
Queenstown Lakes District Council	Queenstown Lakes District, Otago	10148286	10142694	9999355	{8DB9E3ED-39E0-49D1-A10E-5E34A5E0E822}	4 SHOTOVER DELTA ROAD LOWER SHOTOVER QUEENSTOWN 9304	Aib-24	Sewerage	TPBS Valves	Valve			$585.91	$585.91	$52.80	$638.71	Indemnity	$492.04
Queenstown Lakes District Council	Queenstown Lakes District, Otago	10148287	10142694	9999437	{8DB9E3ED-39E0-49D1-A10E-5E34A5E0E822}	4 SHOTOVER DELTA ROAD LOWER SHOTOVER QUEENSTOWN 9304	Aib-24	Sewerage	TPBS Valves	Valve			$194.75	$194.75	$17.55	$212.30	Indemnity	$163.55
Queenstown Lakes District Council	Queenstown Lakes District, Otago	10148288	10142694	9999520	{8DB9E3ED-39E0-49D1-A10E-5E34A5E0E822}	4 SHOTOVER DELTA ROAD LOWER SHOTOVER QUEENSTOWN 9304	Aib-24	Sewerage	TPBS Valves	Valve			$391.14	$391.14	$35.25	$426.39	Indemnity	$328.47
Queenstown Lakes District Council	Queenstown Lakes District, Otago	10148289	10142694	9999428	{8DB9E3ED-39E0-49D1-A10E-5E34A5E0E822}	4 SHOTOVER DELTA ROAD LOWER SHOTOVER QUEENSTOWN 9304	Aib-24	Sewerage	TPBS Valves	Valve			$194.75	$194.75	$17.55	$212.30	Indemnity	$163.55
Queenstown Lakes District Council	Queenstown Lakes District, Otago	10148290	10142694	9999442	{8DB9E3ED-39E0-49D1-A10E-5E34A5E0E822}	4 SHOTOVER DELTA ROAD LOWER SHOTOVER QUEENSTOWN 9304	Aib-24	Sewerage	TPBS Valves	Valve			$585.91	$585.91	$52.80	$638.71	Indemnity	$492.04
Queenstown Lakes District Council	Queenstown Lakes District, Otago	10148538	10142604	210835	{14EF4B20-0465-4DBA-8FFE-97C7DBFF07C5}	DOMAIN ROAD RD 2 WANAKA 9382	Aib-24	Sewerage	Electrical Equipment	Level Transducer	2010	01/08/2010	$11,639.97	$11,639.97	$1,048.94	$12,688.91	Reinstatement	$12,688.91
Queenstown Lakes District Council	Queenstown Lakes District, Otago	10148694	10142604	210764	{14EF4B20-0465-4DBA-8FFE-97C7DBFF07C5}	DOMAIN ROAD RD 2 WANAKA 9382	Aib-24	Sewerage	Electrical Equipment	Analyser Indicator C	2009	01/11/2009	$11,639.97	$11,639.97	$1,048.94	$12,688.91	Reinstatement	$12,688.91
Queenstown Lakes District Council	Queenstown Lakes District, Otago	10148291	10142694	9999444	{8DB9E3ED-39E0-49D1-A10E-5E34A5E0E822}	4 SHOTOVER DELTA ROAD LOWER SHOTOVER QUEENSTOWN 9304	Aib-24	Sewerage	TPBS Valves	Valve			$194.75	$194.75	$17.55	$212.30	Indemnity	$163.55
Queenstown Lakes District Council	Queenstown Lakes District, Otago	10148760	10142604	210771	{14EF4B20-0465-4DBA-8FFE-97C7DBFF07C5}	DOMAIN ROAD RD 2 WANAKA 9382	Aib-24	Sewerage	Electrical Equipment	Cabinetry	2010		$11,639.97	$11,639.97	$1,048.94	$12,688.91	Reinstatement	$12,688.91
Queenstown Lakes District Council	Queenstown Lakes District, Otago	10148762	10142604	210770	{14EF4B20-0465-4DBA-8FFE-97C7DBFF07C5}	DOMAIN ROAD RD 2 WANAKA 9382	Aib-24	Sewerage	Electrical Equipment	Cabinetry	2010	01/08/2010	$11,639.97	$11,639.97	$1,048.94	$12,688.91	Reinstatement	$12,688.91
Queenstown Lakes District Council	Queenstown Lakes District, Otago	10148796	10142604	210765	{14EF4B20-0465-4DBA-8FFE-97C7DBFF07C5}	DOMAIN ROAD RD 2 WANAKA 9382	Aib-24	Sewerage	Electrical Equipment	Analyser Indicator C	2010	01/08/2010	$11,639.97	$11,639.97	$1,048.94	$12,688.91	Reinstatement	$12,688.91
Queenstown Lakes District Council	Queenstown Lakes District, Otago	10148801	10142604	210768	{14EF4B20-0465-4DBA-8FFE-97C7DBFF07C5}	DOMAIN ROAD RD 2 WANAKA 9382	Aib-24	Sewerage	Electrical Equipment	Analyser Indicator C	2010	01/08/2010	$11,639.97	$11,639.97	$1,048.94	$12,688.91	Reinstatement	$12,688.91
Queenstown Lakes District Council	Queenstown Lakes District, Otago	10148803	10142604	210766	{14EF4B20-0465-4DBA-8FFE-97C7DBFF07C5}	DOMAIN ROAD RD 2 WANAKA 9382	Aib-24	Sewerage	Electrical Equipment	Analyser Indicator C	2010	01/08/2010	$11,639.97	$11,639.97	$1,048.94	$12,688.91	Reinstatement	$12,688.91
Queenstown Lakes District Council	Queenstown Lakes District, Otago	10148292	10142694	9999478	{8DB9E3ED-39E0-49D1-A10E-5E34A5E0E822}	4 SHOTOVER DELTA ROAD LOWER SHOTOVER QUEENSTOWN 9304	Aib-24	Sewerage	TPBS Valves	Valve			$194.75	$194.75	$17.55	$212.30	Indemnity	$163.55
Queenstown Lakes District Council	Queenstown Lakes District, Otago	10148293	10142694	9999525	{8DB9E3ED-39E0-49D1-A10E-5E34A5E0E822}	4 SHOTOVER DELTA ROAD LOWER SHOTOVER QUEENSTOWN 9304	Aib-24	Sewerage	TPBS Valves	Valve			$391.14	$391.14	$35.25	$426.39	Indemnity	$328.47
Queenstown Lakes District Council	Queenstown Lakes District, Otago	10148294	10142694	9999394	{8DB9E3ED-39E0-49D1-A10E-5E34A5E0E822}	4 SHOTOVER DELTA ROAD LOWER SHOTOVER QUEENSTOWN 9304	Aib-24	Sewerage	TPBS Valves	Valve			$194.75	$194.75	$17.55	$212.30	Indemnity	$163.55
Queenstown Lakes District Council	Queenstown Lakes District, Otago	10148295	10142694	9999491	{8DB9E3ED-39E0-49D1-A10E-5E34A5E0E822}	4 SHOTOVER DELTA ROAD LOWER SHOTOVER QUEENSTOWN 9304	Aib-24	Sewerage	TPBS Valves	Valve			$585.91	$585.91	$52.80	$638.71	Indemnity	$492.04
Queenstown Lakes District Council	Queenstown Lakes District, Otago	10148296	10142694	9999492	{8DB9E3ED-39E0-49D1-A10E-5E34A5E0E822}	4 SHOTOVER DELTA ROAD LOWER SHOTOVER QUEENSTOWN 9304	Aib-24	Sewerage	TPBS Valves	Valve			$96.56	$96.56	$8.70	$105.27	Indemnity	$81.09
Queenstown Lakes District Council	Queenstown Lakes District, Otago	10148297	10142694	9999334	{8DB9E3ED-39E0-49D1-A10E-5E34A5E0E822}	4 SHOTOVER DELTA ROAD LOWER SHOTOVER QUEENSTOWN 9304	Aib-24	Sewerage	TPBS Valves	Valve			$1,171.81	$1,171.81	$105.60	$1,277.41	Indemnity	$984.07
Queenstown Lakes District Council	Queenstown Lakes District, Otago	10148298	10142694	9999335	{8DB9E3ED-39E0-49D1-A10E-5E34A5E0E822}	4 SHOTOVER DELTA ROAD LOWER SHOTOVER QUEENSTOWN 9304	Aib-24	Sewerage	TPBS Valves	Valve			$1,171.81	$1,171.81	$105.60	$1,277.41	Indemnity	$984.07
Queenstown Lakes District Council	Queenstown Lakes District, Otago	10148299	10142694	9999516	{8DB9E3ED-39E0-49D1-A10E-5E34A5E0E822}	4 SHOTOVER DELTA ROAD LOWER SHOTOVER QUEENSTOWN 9304	Aib-24	Sewerage	TPBS Valves	Valve			$391.14	$391.14	$35.25	$426.39	Indemnity	$328.47
Queenstown Lakes District Council	Queenstown Lakes District, Otago	10148300	10142694	9999183	{8DB9E3ED-39E0-49D1-A10E-5E34A5E0E822}	4 SHOTOVER DELTA ROAD LOWER SHOTOVER QUEENSTOWN 9304	Aib-24	Sewerage	TPBS Valves	Valve			$194.75	$194.75	$17.55	$212.30	Indemnity	$163.55
Queenstown Lakes District Council	Queenstown Lakes District, Otago	10148301	10142694	9999225	{8DB9E3ED-39E0-49D1-A10E-5E34A5E0E822}	4 SHOTOVER DELTA ROAD LOWER SHOTOVER QUEENSTOWN 9304	Aib-24	Sewerage	TPBS Valves	Valve			$194.75	$194.75	$17.55	$212.30	Indemnity	$163.55
Queenstown Lakes District Council	Queenstown Lakes District, Otago	10148302	10142694	9999306	{8DB9E3ED-39E0-49D1-A10E-5E34A5E0E822}	4 SHOTOVER DELTA ROAD LOWER SHOTOVER QUEENSTOWN 9304	Aib-24	Sewerage	TPBS Valves	Valve			$391.14	$391.14	$35.25	$426.39	Indemnity	$328.47
Queenstown Lakes District Council	Queenstown Lakes District, Otago	10148303	10142694	9999173	{8DB9E3ED-39E0-49D1-A10E-5E34A5E0E822}	4 SHOTOVER DELTA ROAD LOWER SHOTOVER QUEENSTOWN 9304	Aib-24	Sewerage	Weir Structure	Weir Slide Gate			$70,857.32	$70,857.32	$6,385.34	$77,242.65	Indemnity	$59,504.92
Queenstown Lakes District Council	Queenstown Lakes District, Otago	10148304	10142694	9999272	{8DB9E3ED-39E0-49D1-A10E-5E34A5E0E822}	4 SHOTOVER DELTA ROAD LOWER SHOTOVER QUEENSTOWN 9304	Aib-24	Sewerage	TPBS Valves	Valve			$194.75	$194.75	$17.55	$212.30	Indemnity	$163.55
Queenstown Lakes District Council	Queenstown Lakes District, Otago	10148305	10142694	9999445	{8DB9E3ED-39E0-49D1-A10E-5E34A5E0E822}	4 SHOTOVER DELTA ROAD LOWER SHOTOVER QUEENSTOWN 9304	Aib-24	Sewerage	TPBS Valves	Valve			$780.66	$780.66	$70.35	$851.01	Indemnity	$655.59
Queenstown Lakes District Council	Queenstown Lakes District, Otago	10148306	10142694	9999486	{8DB9E3ED-39E0-49D1-A10E-5E34A5E0E822}	4 SHOTOVER DELTA ROAD LOWER SHOTOVER QUEENSTOWN 9304	Aib-24	Sewerage	Electrical Equipment	Variable Speed Drive			$5,133.89	$5,133.89	$462.64	$5,596.53	Indemnity	$2,984.79
Queenstown Lakes District Council	Queenstown Lakes District, Otago	10148307	10142694	9999278	{8DB9E3ED-39E0-49D1-A10E-5E34A5E0E822}	4 SHOTOVER DELTA ROAD LOWER SHOTOVER QUEENSTOWN 9304	Aib-24	Sewerage	TPBS Valves	Valve			$194.75	$194.75	$17.55	$212.30	Indemnity	$163.55
Queenstown Lakes District Council	Queenstown Lakes District, Otago	10148308	10142694	9999521	{8DB9E3ED-39E0-49D1-A10E-5E34A5E0E822}	4 SHOTOVER DELTA ROAD LOWER SHOTOVER QUEENSTOWN 9304	Aib-24	Sewerage	TPBS Valves	Valve			$391.14	$391.14	$35.25	$426.39	Indemnity	$328.47
Queenstown Lakes District Council	Queenstown Lakes District, Otago	10148309	10142694	9999337	{8DB9E3ED-39E0-49D1-A10E-5E34A5E0E822}	4 SHOTOVER DELTA ROAD LOWER SHOTOVER QUEENSTOWN 9304	Aib-24	Sewerage	Electrical Equipment	Variable Speed Drive			$24,080.69	$24,080.69	$2,170.04	$26,250.73	Indemnity	$14,000.27
Queenstown Lakes District Council	Queenstown Lakes District, Otago	10148310	10142894	9999585	{FF125375-06C6-4662-A3A3-08296D06A779}	432 PENINSULA ROAD KELVIN HEIGHTS QUEENSTOWN 9300	Aib-24	Water Supply	TPBS Valves	Valve			$1,202.91	$1,202.91	$108.40	$1,311.31	Indemnity	$757.64
Queenstown Lakes District Council	Queenstown Lakes District, Otago	10148311	10142694	9999376	{8DB9E3ED-39E0-49D1-A10E-5E34A5E0E822}	4 SHOTOVER DELTA ROAD LOWER SHOTOVER QUEENSTOWN 9304	Aib-24	Sewerage	TPBS Valves	Valve			$2,734.78	$2,734.78	$246.45	$2,981.23	Indemnity	$2,296.63
Queenstown Lakes District Council	Queenstown Lakes District, Otago	10148312	10142694	9999295	{8DB9E3ED-39E0-49D1-A10E-5E34A5E0E822}	4 SHOTOVER DELTA ROAD LOWER SHOTOVER QUEENSTOWN 9304	Aib-24	Sewerage	Structures	UV Plant			$31,603.60	$31,603.60	$2,847.97	$34,451.57	Indemnity	$26,540.24
Queenstown Lakes District Council	Queenstown Lakes District, Otago	10148313	10142694	9999451	{8DB9E3ED-39E0-49D1-A10E-5E34A5E0E822}	4 SHOTOVER DELTA ROAD LOWER SHOTOVER QUEENSTOWN 9304	Aib-24	Sewerage	TPBS Valves	Valve			$194.75	$194.75	$17.55	$212.30	Indemnity	$163.55
Queenstown Lakes District Council	Queenstown Lakes District, Otago	10148314	10142694	9999292	{8DB9E3ED-39E0-49D1-A10E-5E34A5E0E822}	4 SHOTOVER DELTA ROAD LOWER SHOTOVER QUEENSTOWN 9304	Aib-24	Sewerage	TPBS Valves	Valve			$585.91	$585.91	$52.80	$638.71	Indemnity	$492.04
Queenstown Lakes District Council	Queenstown Lakes District, Otago	10148315	10142694	9999268	{8DB9E3ED-39E0-49D1-A10E-5E34A5E0E822}	4 SHOTOVER DELTA ROAD LOWER SHOTOVER QUEENSTOWN 9304	Aib-24	Sewerage	TPBS Valves	Valve			$194.75	$194.75	$17.55	$212.30	Indemnity	$163.55
Queenstown Lakes District Council	Queenstown Lakes District, Otago	10148316	10142694	9999263	{8DB9E3ED-39E0-49D1-A10E-5E34A5E0E822}	4 SHOTOVER DELTA ROAD LOWER SHOTOVER QUEENSTOWN 9304	Aib-24	Sewerage	TPBS Valves	Valve			$194.75	$194.75	$17.55	$212.30	Indemnity	$163.55
Queenstown Lakes District Council	Queenstown Lakes District, Otago	10148317	10142694	9999197	{8DB9E3ED-39E0-49D1-A10E-5E34A5E0E822}	4 SHOTOVER DELTA ROAD LOWER SHOTOVER QUEENSTOWN 9304	Aib-24	Sewerage	TPBS Valves	Valve			$48,829.94	$48,829.94	$4,400.33	$53,230.27	Indemnity	$41,006.66
Queenstown Lakes District Council	Queenstown Lakes District, Otago	10148318	10142694	9999265	{8DB9E3ED-39E0-49D1-A10E-5E34A5E0E822}	4 SHOTOVER DELTA ROAD LOWER SHOTOVER QUEENSTOWN 9304	Aib-24	Sewerage	TPBS Valves	Valve			$194.75	$194.75	$17.55	$212.30	Indemnity	$163.55
Queenstown Lakes District Council	Queenstown Lakes District, Otago	10148319	10142695	9999062	{14FCAE5D-C559-4861-9924-0D25D8A8A142}	CARDRONA VALLEY ROAD RD 2 WANAKA 9382	Aib-24	Sewerage	Electrical Equipment	Soft Starter			$1,723.11	$1,723.11	$155.28	$1,878.38	Indemnity	$1,085.28
Queenstown Lakes District Council	Queenstown Lakes District, Otago	10148320	10142651	9999114	{21337AF7-E88E-4E9F-B2E0-B78235E9937A}	CARDRONA VALLEY ROAD RD 2 WANAKA 9382	Aib-24	Sewerage	TPBS Valves	Valve			$977.06	$977.06	$88.05	$1,065.11	Indemnity	$631.17
Queenstown Lakes District Council	Queenstown Lakes District, Otago	10148321	10142694	9999345	{8DB9E3ED-39E0-49D1-A10E-5E34A5E0E822}	4 SHOTOVER DELTA ROAD LOWER SHOTOVER QUEENSTOWN 9304	Aib-24	Sewerage	TPBS Valves	Valve			$194.75	$194.75	$17.55	$212.30	Indemnity	$163.55
Queenstown Lakes District Council	Queenstown Lakes District, Otago	10148322	10142651	9999115	{21337AF7-E88E-4E9F-B2E0-B78235E9937A}	CARDRONA VALLEY ROAD RD 2 WANAKA 9382	Aib-24	Sewerage	TPBS Valves	Valve			$977.06	$977.06	$88.05	$1,065.11	Indemnity	$631.17
Queenstown Lakes District Council	Queenstown Lakes District, Otago	10148323	10142694	9999440	{8DB9E3ED-39E0-49D1-A10E-5E34A5E0E822}	4 SHOTOVER DELTA ROAD LOWER SHOTOVER QUEENSTOWN 9304	Aib-24	Sewerage	TPBS Valves	Valve			$780.66	$780.66	$70.35	$851.01	Indemnity	$655.59
Queenstown Lakes District Council	Queenstown Lakes District, Otago	10148324	10142694	9999205	{8DB9E3ED-39E0-49D1-A10E-5E34A5E0E822}	4 SHOTOVER DELTA ROAD LOWER SHOTOVER QUEENSTOWN 9304	Aib-24	Sewerage	TPBS Valves	Valve			$194.75	$194.75	$17.55	$212.30	Indemnity	$163.55
Queenstown Lakes District Council	Queenstown Lakes District, Otago	10148325	10142694	9999449	{8DB9E3ED-39E0-49D1-A10E-5E34A5E0E822}	4 SHOTOVER DELTA ROAD LOWER SHOTOVER QUEENSTOWN 9304	Aib-24	Sewerage	TPBS Valves	Valve			$780.66	$780.66	$70.35	$851.01	Indemnity	$655.59
Queenstown Lakes District Council	Queenstown Lakes District, Otago	10148326	10142694	9999522	{8DB9E3ED-39E0-49D1-A10E-5E34A5E0E822}	4 SHOTOVER DELTA ROAD LOWER SHOTOVER QUEENSTOWN 9304	Aib-24	Sewerage	TPBS Valves	Valve			$391.14	$391.14	$35.25	$426.39	Indemnity	$328.47
Queenstown Lakes District Council	Queenstown Lakes District, Otago	10148327	10142694	9999181	{8DB9E3ED-39E0-49D1-A10E-5E34A5E0E822}	4 SHOTOVER DELTA ROAD LOWER SHOTOVER QUEENSTOWN 9304	Aib-24	Sewerage	TPBS Valves	Valve			$585.91	$585.91	$52.80	$638.71	Indemnity	$492.04
Queenstown Lakes District Council	Queenstown Lakes District, Otago	10148328	10142694	9999264	{8DB9E3ED-39E0-49D1-A10E-5E34A5E0E822}	4 SHOTOVER DELTA ROAD LOWER SHOTOVER QUEENSTOWN 9304	Aib-24	Sewerage	TPBS Valves	Valve			$194.75	$194.75	$17.55	$212.30	Indemnity	$163.55
Queenstown Lakes District Council	Queenstown Lakes District, Otago	10148329	10142694	9999483	{8DB9E3ED-39E0-49D1-A10E-5E34A5E0E822}	4 SHOTOVER DELTA ROAD LOWER SHOTOVER QUEENSTOWN 9304	Aib-24	Sewerage	TPBS Valves	Valve			$194.75	$194.75	$17.55	$212.30	Indemnity	$163.55
Queenstown Lakes District Council	Queenstown Lakes District, Otago	10148330	10142694	9999336	{8DB9E3ED-39E0-49D1-A10E-5E34A5E0E822}	4 SHOTOVER DELTA ROAD LOWER SHOTOVER QUEENSTOWN 9304	Aib-24	Sewerage	Electrical Equipment	Variable Speed Drive			$24,080.69	$24,080.69	$2,170.04	$26,250.73	Indemnity	$14,000.27
Queenstown Lakes District Council	Queenstown Lakes District, Otago	10148331	10142694	9999482	{8DB9E3ED-39E0-49D1-A10E-5E34A5E0E822}	4 SHOTOVER DELTA ROAD LOWER SHOTOVER QUEENSTOWN 9304	Aib-24	Sewerage	TPBS Valves	Valve			$194.75	$194.75	$17.55	$212.30	Indemnity	$163.55
Queenstown Lakes District Council	Queenstown Lakes District, Otago	10148332	10142696	9999083	{90574728-F2C5-4A5D-BF5C-EEB779B42473}	MEADOWSTONE	Aib-24	Sewerage	Electrical Equipment	Soft Starter	2017	01/07/2017	$3,274.06	$3,274.06	$295.04	$3,569.10	Indemnity	$2,115.00
Queenstown Lakes District Council	Queenstown Lakes District, Otago	10148333	10142894	9999587	{FF125375-06C6-4662-A3A3-08296D06A779}	432 PENINSULA ROAD KELVIN HEIGHTS QUEENSTOWN 9300	Aib-24	Water Supply	TPBS Valves	Valve			$1,202.91	$1,202.91	$108.40	$1,311.31	Indemnity	$757.64
Queenstown Lakes District Council	Queenstown Lakes District, Otago	10148334	10142695	9999065	{14FCAE5D-C559-4861-9924-0D25D8A8A142}	CARDRONA VALLEY ROAD RD 2 WANAKA 9382	Aib-24	Sewerage	Electrical Equipment	Telemetry			$31,601.32	$31,601.32	$2,847.77	$34,449.08	Indemnity	$19,903.74
Queenstown Lakes District Council	Queenstown Lakes District, Otago	10148335	10142894	9999589	{FF125375-06C6-4662-A3A3-08296D06A779}	432 PENINSULA ROAD KELVIN HEIGHTS QUEENSTOWN 9300	Aib-24	Water Supply	TPBS Valves	Valve			$2,001.57	$2,001.57	$180.37	$2,181.95	Indemnity	$1,260.67
Queenstown Lakes District Council	Queenstown Lakes District, Otago	10148336	10142694	9999164	{8DB9E3ED-39E0-49D1-A10E-5E34A5E0E822}	4 SHOTOVER DELTA ROAD LOWER SHOTOVER QUEENSTOWN 9304	Aib-24	Sewerage	TPBS Valves	Valve			$1,757.72	$1,757.72	$158.40	$1,916.12	Indemnity	$1,476.11
Queenstown Lakes District Council	Queenstown Lakes District, Otago	10148337	10142694	9999438	{8DB9E3ED-39E0-49D1-A10E-5E34A5E0E822}	4 SHOTOVER DELTA ROAD LOWER SHOTOVER QUEENSTOWN 9304	Aib-24	Sewerage	TPBS Valves	Valve			$780.66	$780.66	$70.35	$851.01	Indemnity	$655.59
Queenstown Lakes District Council	Queenstown Lakes District, Otago	10148338	10142694	9999439	{8DB9E3ED-39E0-49D1-A10E-5E34A5E0E822}	4 SHOTOVER DELTA ROAD LOWER SHOTOVER QUEENSTOWN 9304	Aib-24	Sewerage	TPBS Valves	Valve			$780.66	$780.66	$70.35	$851.01	Indemnity	$655.59
Queenstown Lakes District Council	Queenstown Lakes District, Otago	10148339	10142694	9999461	{8DB9E3ED-39E0-49D1-A10E-5E34A5E0E822}	4 SHOTOVER DELTA ROAD LOWER SHOTOVER QUEENSTOWN 9304	Aib-24	Sewerage	TPBS Valves	Valve			$5,469.55	$5,469.55	$492.89	$5,962.44	Indemnity	$4,593.25
Queenstown Lakes District Council	Queenstown Lakes District, Otago	10148340	10142694	9999315	{8DB9E3ED-39E0-49D1-A10E-5E34A5E0E822}	4 SHOTOVER DELTA ROAD LOWER SHOTOVER QUEENSTOWN 9304	Aib-24	Sewerage	TPBS Valves	Valve			$585.91	$585.91	$52.80	$638.71	Indemnity	$492.04
Queenstown Lakes District Council	Queenstown Lakes District, Otago	10148341	10142694	9999422	{8DB9E3ED-39E0-49D1-A10E-5E34A5E0E822}	4 SHOTOVER DELTA ROAD LOWER SHOTOVER QUEENSTOWN 9304	Aib-24	Sewerage	Fan	Ventilation			$3,463.13	$3,463.13	$312.08	$3,775.21	Indemnity	$2,908.28
Queenstown Lakes District Council	Queenstown Lakes District, Otago	10148342	10142694	9999341	{8DB9E3ED-39E0-49D1-A10E-5E34A5E0E822}	4 SHOTOVER DELTA ROAD LOWER SHOTOVER QUEENSTOWN 9304	Aib-24	Sewerage	TPBS Valves	Valve			$585.91	$585.91	$52.80	$638.71	Indemnity	$492.04
Queenstown Lakes District Council	Queenstown Lakes District, Otago	10148343	10142894	9999586	{FF125375-06C6-4662-A3A3-08296D06A779}	432 PENINSULA ROAD KELVIN HEIGHTS QUEENSTOWN 9300	Aib-24	Water Supply	TPBS Valves	Valve			$1,202.91	$1,202.91	$108.40	$1,311.31	Indemnity	$757.64
Queenstown Lakes District Council	Queenstown Lakes District, Otago	10148344	10142694	9999331	{8DB9E3ED-39E0-49D1-A10E-5E34A5E0E822}	4 SHOTOVER DELTA ROAD LOWER SHOTOVER QUEENSTOWN 9304	Aib-24	Sewerage	Electrical Equipment	Temperature Indicato			$1,240.07	$1,240.07	$111.75	$1,351.81	Indemnity	$560.75
Queenstown Lakes District Council	Queenstown Lakes District, Otago	10148345	10142694	9999219	{8DB9E3ED-39E0-49D1-A10E-5E34A5E0E822}	4 SHOTOVER DELTA ROAD LOWER SHOTOVER QUEENSTOWN 9304	Aib-24	Sewerage	TPBS Valves	Valve			$1,171.81	$1,171.81	$105.60	$1,277.41	Indemnity	$984.07
Queenstown Lakes District Council	Queenstown Lakes District, Otago	10146833	10142592	2897	{1441677E-AEC0-486C-A09A-41F9129EEF70}	HOWARDS DRIVE LAKE HAYES QUEENSTOWN 9304	Aib-24	Water Supply	TPBS Valves	Valve	2006	01/01/2006	$2,148.86	$2,148.86	$193.65	$2,342.51	Indemnity	$1,375.04
Queenstown Lakes District Council	Queenstown Lakes District, Otago	10146834	10005512	243077	{FAF4422F-0A45-4CDC-9ADC-86B77D110FA3}	JIMS WAY RD 1 QUEENSTOWN 9371	Aib-24	Water Supply	TPBS Valves	Air Bleed Valve	2013	13/09/2013	$6,808.31	$6,808.31	$613.53	$7,421.84	Reinstatement	$7,421.84
Queenstown Lakes District Council	Queenstown Lakes District, Otago	10146835	10005515	3092	{81EA6156-D946-49F2-91E7-F71F1D8BDBE5}	PENINSULA ROAD KELVIN HEIGHTS QUEENSTOWN 9300	Aib-24	Water Supply	TPBS Valves	Air Bleed Valve	2001	01/01/2001	$6,808.31	$6,808.31	$613.53	$7,421.84	Reinstatement	$7,421.84
Queenstown Lakes District Council	Queenstown Lakes District, Otago	10146836	10142589	210535	{B307C4EC-CC6E-407E-9D6C-4861428A5998}	MIDDLESEX STREET ARROWTOWN 9302	Aib-24	Water Supply	TPBS Valves	Air Bleed Valve	1997	01/01/1997	$6,808.31	$6,808.31	$613.53	$7,421.84	Indemnity	$3,236.33
Queenstown Lakes District Council	Queenstown Lakes District, Otago	10146837	10115350	3085	{B7214F29-F8F6-49EE-BF1D-F3E3B5DC9FDF}	MIDDLESEX STREET ARROWTOWN 9302	Aib-24	Water Supply	TPBS Valves	Air Bleed Valve	1997	01/01/1997	$6,808.31	$6,808.31	$613.53	$7,421.84	Reinstatement	$7,421.84
Queenstown Lakes District Council	Queenstown Lakes District, Otago	10146838	10005512	232273	{FAF4422F-0A45-4CDC-9ADC-86B77D110FA3}	JIMS WAY RD 1 QUEENSTOWN 9371	Aib-24	Water Supply	TPBS Valves	Valve	1999	01/01/1999	$11,718.13	$11,718.13	$1,055.98	$12,774.12	Reinstatement	$12,774.12
Queenstown Lakes District Council	Queenstown Lakes District, Otago	10200769	10142626		{FE08E59C-05A5-4DFE-AC48-E6BED98B0C33}	ALBERTOWN	Aib-24	Sewerage	Electrical Equipment	Variable Speed Drive	2021	01/07/2021	$96,855.80	$96,855.80	$8,728.20	$105,584.00	Reinstatement	$105,584.00
Queenstown Lakes District Council	Queenstown Lakes District, Otago	10146839	10142629	202021	{C75F3211-48B4-43FE-89B4-3DC012DEEDC8}	ATLEY ROAD	Aib-24	Sewerage	Electrical Equipment	Level Control	2008	01/02/2008	$37,348.43	$37,348.43	$3,365.67	$40,714.10	Indemnity	$9,870.00
Queenstown Lakes District Council	Queenstown Lakes District, Otago	10146840	10142563	79200	{CB7B9861-B30B-4228-84FC-359A0F479C52}	MARINE PARADE QUEENSTOWN 9300	Aib-24	Sewerage	Electrical Equipment	Level Control	1997	01/01/1997	$44,305.11	$44,305.11	$3,992.57	$48,297.68	Reinstatement	$48,297.68
Queenstown Lakes District Council	Queenstown Lakes District, Otago	10146841	10142564	79196	{BFBFBB84-D102-4ACA-8418-8B4EB42050A5}	PARK STREET QUEENSTOWN 9300	Aib-24	Sewerage	Electrical Equipment	Level Control			$41,018.50	$41,018.50	$3,696.40	$44,714.90	Indemnity	$3,456.19
Queenstown Lakes District Council	Queenstown Lakes District, Otago	10146842	10142623	202059	{8E0D674A-5C93-471A-B834-A81AE41C2BC2}	DOMAIN ROAD	Aib-24	Sewerage	Electrical Equipment	Level Control			$37,348.43	$37,348.43	$3,365.67	$40,714.10	Indemnity	$8,616.66
Queenstown Lakes District Council	Queenstown Lakes District, Otago	10146843	10142562	79204	{5AA4AEBA-5A65-4912-B4D5-13268CE0E2CE}	100 RIVERSIDE ROAD FRANKTON QUEENSTOWN 9300	Aib-24	Sewerage	Electrical Equipment	Level Control			$44,305.11	$44,305.11	$3,992.57	$48,297.68	Indemnity	$2,862.06
Queenstown Lakes District Council	Queenstown Lakes District, Otago	10146844	10142568	3679	{8523046E-B0EC-4155-A27B-D667AE130C1B}	GLENORCHY-QUEENSTOWN ROAD CLOSEBURN QUEENSTOWN 9371	Aib-24	Sewerage	Electrical Equipment	Level Control	2010	01/05/2010	$33,899.05	$33,899.05	$3,054.83	$36,953.88	Indemnity	$9,854.28
Queenstown Lakes District Council	Queenstown Lakes District, Otago	10146845	10142631	206828	{AF6301FF-6B9D-4DB1-B65E-270D91236E4D}	215 TUCKER BEACH ROAD RD 1 QUEENSTOWN 9371	Aib-24	Sewerage	Electrical Equipment	Level Control	2010	01/05/2010	$33,899.05	$33,899.05	$3,054.83	$36,953.88	Indemnity	$10,949.20
Queenstown Lakes District Council	Queenstown Lakes District, Otago	10146846	10005510	3076	{B74C0D24-06EC-4EDC-8E19-B118A11D4AFD}	13 CROWS NEST ROAD ARTHURS POINT QUEENSTOWN 9371	Aib-24	Water Supply	Electrical Equipment	Level Control	2009	01/07/2009	$35,869.60	$35,869.60	$3,232.40	$39,102.00	Reinstatement	$39,102.00
Queenstown Lakes District Council	Queenstown Lakes District, Otago	10146847	10142611	3352	{6AB85459-F98F-4B45-BF58-32E06558AD54}	KIRIMOKO CRESCENT WANAKA 9305	Aib-24	Water Supply	Chlorinator	Chlorine Doser	2003	01/01/2003	$26,000.43	$26,000.43	$2,343.04	$28,343.47	Indemnity	$2,190.78
Queenstown Lakes District Council	Queenstown Lakes District, Otago	10146848	10142549	224323	{9A5BC8CC-0C45-4D57-96DC-3C687931084D}	109 MCDONNELL ROAD ARROWTOWN 9302	Aib-24	Sewerage	Electrical Equipment	Level Control	2011	01/04/2011	$27,171.16	$27,171.16	$2,448.54	$29,619.70	Indemnity	$10,029.86
Queenstown Lakes District Council	Queenstown Lakes District, Otago	10146849	10142566	3536	{9066EF44-277E-4EB0-A92D-D34D0A70D53E}	PENINSULA ROAD KELVIN HEIGHTS QUEENSTOWN 9300	Aib-24	Sewerage	Electrical Equipment	Level Control	2001	01/01/2001	$44,305.11	$44,305.11	$3,992.57	$48,297.68	Indemnity	$3,434.47
Queenstown Lakes District Council	Queenstown Lakes District, Otago	10146850	10142547	3448	{AEADAC2C-9FD2-4F50-B20B-CCB6EF8C23A7}	1125 MALAGHANS ROAD RD 1 QUEENSTOWN 9371	Aib-24	Sewerage	Electrical Equipment	Level Control	2009	01/07/2009	$35,869.60	$35,869.60	$3,232.40	$39,102.00	Indemnity	$13,902.81
Queenstown Lakes District Council	Queenstown Lakes District, Otago	10146851	10142575	3392	{7626DB93-6980-4CE5-AE08-3E6D0CBEE828}	76 ALISON AVENUE ALBERT TOWN WANAKA 9305	Aib-24	Sewerage	Electrical Equipment	Float Switch	2004	01/01/2004	$29,530.05	$29,530.05	$2,661.11	$32,191.16	Indemnity	$2,601.28
Queenstown Lakes District Council	Queenstown Lakes District, Otago	10146852	10142569	250954	{201B972B-7B33-4F90-B798-F691FB77F6A7}	LAKEVIEW TERRACE RD 2 WANAKA 9382	Aib-24	Sewerage	Electrical Equipment	Level Control	2014	01/11/2014	$29,485.60	$29,485.60	$2,657.11	$32,142.71	Indemnity	$14,285.52
Queenstown Lakes District Council	Queenstown Lakes District, Otago	10146853	10142597	3251	{E53D3297-9713-4766-9806-99D9683A4DF7}	MANCHESTER PLACE QUEENSTOWN 9300	Aib-24	Water Supply	TPBS Valves	Valve	1989	01/01/1989	$2,929.53	$2,929.53	$264.00	$3,193.53	Indemnity	$1,095.63
Queenstown Lakes District Council	Queenstown Lakes District, Otago	10146854	10142600	210436	{EA00FD14-D04D-4FB9-A0BA-93E642E8E429}	PENINSULA ROAD KELVIN HEIGHTS QUEENSTOWN 9300	Aib-24	Water Supply	TPBS Valves	Valve	1984	01/01/1984	$11,718.13	$11,718.13	$1,055.98	$12,774.12	Indemnity	$2,785.11
Queenstown Lakes District Council	Queenstown Lakes District, Otago	10146855	10142597	3253	{E53D3297-9713-4766-9806-99D9683A4DF7}	MANCHESTER PLACE QUEENSTOWN 9300	Aib-24	Water Supply	TPBS Valves	Valve	1989	01/01/1989	$2,929.53	$2,929.53	$264.00	$3,193.53	Indemnity	$1,095.63
Queenstown Lakes District Council	Queenstown Lakes District, Otago	10146856	10142597	3252	{E53D3297-9713-4766-9806-99D9683A4DF7}	MANCHESTER PLACE QUEENSTOWN 9300	Aib-24	Water Supply	TPBS Valves	Valve	1989	01/01/1989	$2,929.53	$2,929.53	$264.00	$3,193.53	Indemnity	$1,095.63
Queenstown Lakes District Council	Queenstown Lakes District, Otago	10146857	10142600	210438	{EA00FD14-D04D-4FB9-A0BA-93E642E8E429}	PENINSULA ROAD KELVIN HEIGHTS QUEENSTOWN 9300	Aib-24	Water Supply	TPBS Valves	Valve	1984	01/01/1984	$11,718.13	$11,718.13	$1,055.98	$12,774.12	Indemnity	$2,785.11
Queenstown Lakes District Council	Queenstown Lakes District, Otago	10146858	10142597	3254	{E53D3297-9713-4766-9806-99D9683A4DF7}	MANCHESTER PLACE QUEENSTOWN 9300	Aib-24	Water Supply	TPBS Valves	Valve	1989	01/01/1989	$2,929.53	$2,929.53	$264.00	$3,193.53	Indemnity	$1,095.63
Queenstown Lakes District Council	Queenstown Lakes District, Otago	10146859	10005512	3116	{FAF4422F-0A45-4CDC-9ADC-86B77D110FA3}	JIMS WAY RD 1 QUEENSTOWN 9371	Aib-24	Water Supply	Electrical Equipment	Solar Panel	1999	01/01/1999	$5,328.16	$5,328.16	$480.15	$5,808.31	Reinstatement	$5,808.31
Queenstown Lakes District Council	Queenstown Lakes District, Otago	10146860	10005518	79288	{485B5BCB-7204-442E-A295-CB9D12E0D584}	FLORENCE CLOSE QUEENSTOWN HILL QUEENSTOWN 9300	Aib-24	Water Supply	Electrical Equipment	Solar Panel			$4,803.35	$4,803.35	$432.86	$5,236.20	Reinstatement	$5,236.20
Queenstown Lakes District Council	Queenstown Lakes District, Otago	10146861	10005512	3117	{FAF4422F-0A45-4CDC-9ADC-86B77D110FA3}	JIMS WAY RD 1 QUEENSTOWN 9371	Aib-24	Water Supply	Electrical Equipment	Solar Panel	1999	01/01/1999	$5,328.16	$5,328.16	$480.15	$5,808.31	Reinstatement	$5,808.31
Queenstown Lakes District Council	Queenstown Lakes District, Otago	10146862	10142612	3332	{DDCEFCDD-2583-405A-963C-820BA4D54166}	PLANTATION ROAD WANAKA 9305	Aib-24	Water Supply	Electrical Equipment	Chlorine Analyser	2001	01/01/2001	$55,804.78	$55,804.78	$5,028.87	$60,833.65	Indemnity	$4,325.91
Queenstown Lakes District Council	Queenstown Lakes District, Otago	10146863	10142612	3335	{DDCEFCDD-2583-405A-963C-820BA4D54166}	PLANTATION ROAD WANAKA 9305	Aib-24	Water Supply	Electrical Equipment	pH Analyser	2003	01/01/2003	$30,376.14	$30,376.14	$2,737.36	$33,113.50	Indemnity	$2,559.47
Queenstown Lakes District Council	Queenstown Lakes District, Otago	10146864	10142612	3334	{DDCEFCDD-2583-405A-963C-820BA4D54166}	PLANTATION ROAD WANAKA 9305	Aib-24	Water Supply	Electrical Equipment	Turbidity Meter	2001	01/01/2001	$74,310.11	$74,310.11	$6,696.49	$81,006.59	Indemnity	$14,897.63
Queenstown Lakes District Council	Queenstown Lakes District, Otago	10146865	10142611	3355	{6AB85459-F98F-4B45-BF58-32E06558AD54}	KIRIMOKO CRESCENT WANAKA 9305	Aib-24	Water Supply	Electrical Equipment	Chlorine Analyser	2003	01/01/2003	$51,665.12	$51,665.12	$4,655.82	$56,320.94	Indemnity	$4,353.27
Queenstown Lakes District Council	Queenstown Lakes District, Otago	10146866	10142610	3199	{7F1A6410-C3B4-40D2-BE28-63D256777D52}	MAKARORA-LAKE HAWEA ROAD MAKARORA WANAKA 9382	Aib-24	Water Supply	Flow Meter	Flowmeter	1991	01/01/1991	$27,782.07	$27,782.07	$2,503.59	$30,285.67	Indemnity	$1,538.31
Queenstown Lakes District Council	Queenstown Lakes District, Otago	10146867	10142609	3190	{E418C03F-E51F-4F64-BCDB-3076A1CA7AD1}	#N/A	Aib-24	Water Supply	Flow Meter	Flowmeter	1991	01/01/1991	$29,163.96	$29,163.96	$2,628.12	$31,792.08	Indemnity	$1,614.82
Queenstown Lakes District Council	Queenstown Lakes District, Otago	10146868	10142609	209665	{E418C03F-E51F-4F64-BCDB-3076A1CA7AD1}	#N/A	Aib-24	Water Supply	Flow Meter	Flowmeter			$29,163.96	$29,163.96	$2,628.12	$31,792.08	Indemnity	$1,614.82
Queenstown Lakes District Council	Queenstown Lakes District, Otago	10146869	10142575	221997	{7626DB93-6980-4CE5-AE08-3E6D0CBEE828}	76 ALISON AVENUE ALBERT TOWN WANAKA 9305	Aib-24	Sewerage	Pumps	Pump	2011	10/04/2011	$9,425.00	$9,425.00	$849.34	$10,274.33	Indemnity	$3,479.11
Queenstown Lakes District Council	Queenstown Lakes District, Otago	10146870	10142561	210261	{75322284-DBCB-4BEF-9E84-E12969426588}	KAWARAU PLACE FRANKTON QUEENSTOWN 9300	Aib-24	Sewerage	Pumps	Pump	2009	27/10/2009	$23,967.50	$23,967.50	$2,159.84	$26,127.34	Indemnity	$9,289.64
Queenstown Lakes District Council	Queenstown Lakes District, Otago	10146871	10142625	79327	{6EFDB77B-3B91-437E-8013-7F0743951CC5}	ALBERTOWN	Aib-24	Sewerage	Pumps	Pump	2008	04/11/2008	$233,158.79	$233,158.79	$21,011.20	$254,169.99	Indemnity	$61,616.42
Queenstown Lakes District Council	Queenstown Lakes District, Otago	10146872	10115350	210492	{B7214F29-F8F6-49EE-BF1D-F3E3B5DC9FDF}	MIDDLESEX STREET ARROWTOWN 9302	Aib-24	Water Supply	Electrical Equipment	Float Switch			$31,127.93	$31,127.93	$2,805.11	$33,933.03	Reinstatement	$33,933.03
Queenstown Lakes District Council	Queenstown Lakes District, Otago	10146873	10142573	222631	{B06B8B8A-D4E6-4CEE-94DC-B61B7504E3BD}	WAIMANA PLACE WANAKA 9305	Aib-24	Sewerage	Pumps	Pump	2011	10/04/2011	$20,331.30	$20,331.30	$1,832.16	$22,163.46	Indemnity	$7,505.02
Queenstown Lakes District Council	Queenstown Lakes District, Otago	10146874	10142578	222632	{3C541161-7455-419E-B974-57D00C3989DC}	EELY POINT ROAD WANAKA 9305	Aib-24	Sewerage	Pumps	Pump	2011	03/06/2011	$9,425.00	$9,425.00	$849.34	$10,274.33	Indemnity	$3,479.11
Queenstown Lakes District Council	Queenstown Lakes District, Otago	10146875	10142627	79447	{7AE69CE2-C9B4-45F2-BCC0-7DCB1E4A6C66}	16 LLOYD DUNN AVENUE RD 2 WANAKA 9305	Aib-24	Sewerage	Mixer	Mixer	2008	04/11/2008	$11,377.65	$11,377.65	$1,025.30	$12,402.95	Reinstatement	$12,402.95
Queenstown Lakes District Council	Queenstown Lakes District, Otago	10146876	10142631	210074	{AF6301FF-6B9D-4DB1-B65E-270D91236E4D}	215 TUCKER BEACH ROAD RD 1 QUEENSTOWN 9371	Aib-24	Sewerage	Pumps	Pump	2010	01/05/2010	$9,676.52	$9,676.52	$872.00	$10,548.52	Indemnity	$3,125.46
Queenstown Lakes District Council	Queenstown Lakes District, Otago	10146877	10142547	210075	{AEADAC2C-9FD2-4F50-B20B-CCB6EF8C23A7}	1125 MALAGHANS ROAD RD 1 QUEENSTOWN 9371	Aib-24	Sewerage	Pumps	Pump	2011	11/01/2011	$9,425.00	$9,425.00	$849.34	$10,274.33	Indemnity	$3,479.11
Queenstown Lakes District Council	Queenstown Lakes District, Otago	10146879	10142635	209973	{948DF4DA-5250-428E-90B7-018D9982AB8A}	19 ELLEN JOHNSON TERRACE RD 1 QUEENSTOWN 9371	Aib-24	Sewerage	Pumps	Pump	2007	01/01/2007	$17,520.86	$17,520.86	$1,578.90	$19,099.76	Indemnity	$4,428.89
Queenstown Lakes District Council	Queenstown Lakes District, Otago	10146880	10142548	206785	{11D272C7-95C7-40F1-AB59-FC7B0216C5DD}	NORFOLK STREET	Aib-24	Sewerage	Pumps	Pump			$117,781.48	$117,781.48	$10,613.93	$128,395.41	Indemnity	$7,133.01
Queenstown Lakes District Council	Queenstown Lakes District, Otago	10146881	10142608	210907	{EC813BBC-0598-4A04-85B0-910A34B3C69A}	4 SHOTOVER DELTA ROAD LOWER SHOTOVER QUEENSTOWN 9304	Aib-24	Sewerage	Mixer	Mixer	1994	01/01/1994	$11,048.56	$11,048.56	$995.65	$12,044.21	Reinstatement	$12,044.21
Queenstown Lakes District Council	Queenstown Lakes District, Otago	10146882	10142627	79468	{7AE69CE2-C9B4-45F2-BCC0-7DCB1E4A6C66}	16 LLOYD DUNN AVENUE RD 2 WANAKA 9305	Aib-24	Sewerage	Pumps	Pump	2008	04/11/2008	$13,379.87	$13,379.87	$1,205.73	$14,585.61	Reinstatement	$14,585.61
Queenstown Lakes District Council	Queenstown Lakes District, Otago	10146883	10142557	3604	{D3892861-1F27-4A7F-9D74-390EED74B048}	WIDGEON PLACE LAKE HAYES QUEENSTOWN 9304	Aib-24	Sewerage	Pumps	Pump	2006	01/01/2006	$9,328.99	$9,328.99	$840.69	$10,169.68	Indemnity	$2,259.91
Queenstown Lakes District Council	Queenstown Lakes District, Otago	10146884	10142589	2783	{B307C4EC-CC6E-407E-9D6C-4861428A5998}	MIDDLESEX STREET ARROWTOWN 9302	Aib-24	Water Supply	Pumps	Pump	2004	01/01/2004	$16,907.84	$16,907.84	$1,523.66	$18,431.49	Indemnity	$3,780.79
Queenstown Lakes District Council	Queenstown Lakes District, Otago	10146885	10142552	3432	{2190EC7C-4D3B-4B45-B25E-D60E29A287BC}	59 ARROWTOWN-LAKE HAYES ROAD RD 1 QUEENSTOWN 9371	Aib-24	Sewerage	Pumps	Pump	2009	01/07/2009	$95,677.70	$95,677.70	$8,622.03	$104,299.74	Indemnity	$37,084.02
Queenstown Lakes District Council	Queenstown Lakes District, Otago	10146886	10142561	210260	{75322284-DBCB-4BEF-9E84-E12969426588}	KAWARAU PLACE FRANKTON QUEENSTOWN 9300	Aib-24	Sewerage	Pumps	Pump	2009	27/10/2009	$23,967.50	$23,967.50	$2,159.84	$26,127.34	Indemnity	$9,289.64
Queenstown Lakes District Council	Queenstown Lakes District, Otago	10146887	10142571	3837	{B26B8863-F991-4F34-B294-63CF59D384E9}	CEMETERY ROAD	Aib-24	Sewerage	Pumps	Pump	2003	01/01/2003	$22,678.77	$22,678.77	$2,043.71	$24,722.48	Indemnity	$4,883.41
Queenstown Lakes District Council	Queenstown Lakes District, Otago	10146888	10142576	3379	{DED59DCD-261A-4581-BEAA-12D52DDA3AD6}	KINGSTON STREET	Aib-24	Sewerage	Pumps	Pump	1998	01/01/1998	$27,049.80	$27,049.80	$2,437.60	$29,487.40	Indemnity	$1,872.20
Queenstown Lakes District Council	Queenstown Lakes District, Otago	10146889	10142569	3299	{201B972B-7B33-4F90-B798-F691FB77F6A7}	LAKEVIEW TERRACE RD 2 WANAKA 9382	Aib-24	Sewerage	Pumps	Pump	2000	01/01/2000	$35,160.78	$35,160.78	$3,168.53	$38,329.30	Indemnity	$2,620.78
Queenstown Lakes District Council	Queenstown Lakes District, Otago	10146890	10142564	206955	{BFBFBB84-D102-4ACA-8418-8B4EB42050A5}	PARK STREET QUEENSTOWN 9300	Aib-24	Sewerage	Electrical Equipment	Float Switch			$28,818.82	$28,818.82	$2,597.02	$31,415.85	Indemnity	$2,428.26
Queenstown Lakes District Council	Queenstown Lakes District, Otago	10146891	10142627	79464	{7AE69CE2-C9B4-45F2-BCC0-7DCB1E4A6C66}	16 LLOYD DUNN AVENUE RD 2 WANAKA 9305	Aib-24	Sewerage	Pumps	Pump	2008	04/11/2008	$50,229.06	$50,229.06	$4,526.41	$54,755.48	Reinstatement	$54,755.48
Queenstown Lakes District Council	Queenstown Lakes District, Otago	10146892	10142623	202051	{8E0D674A-5C93-471A-B834-A81AE41C2BC2}	DOMAIN ROAD	Aib-24	Sewerage	Pumps	Pump			$38,823.45	$38,823.45	$3,498.59	$42,322.04	Indemnity	$8,956.97
Queenstown Lakes District Council	Queenstown Lakes District, Otago	10146893	10142639	211039	{AF4FF693-BC8F-4063-A66B-BEF6C5395D18}	WAN-LUGG HWY	Aib-24	Sewerage	Pumps	Pump	2010	27/08/2010	$17,837.06	$17,837.06	$1,607.39	$19,444.45	Indemnity	$5,761.27
Queenstown Lakes District Council	Queenstown Lakes District, Otago	10146894	10142627	79461	{7AE69CE2-C9B4-45F2-BCC0-7DCB1E4A6C66}	16 LLOYD DUNN AVENUE RD 2 WANAKA 9305	Aib-24	Sewerage	Pumps	Pump	2008	04/11/2008	$9,871.31	$9,871.31	$889.56	$10,760.86	Reinstatement	$10,760.86
Queenstown Lakes District Council	Queenstown Lakes District, Otago	10146895	10142579	3942	{BF78794E-F65F-438D-993C-3493C766F93C}	100 LAKESIDE ROAD WANAKA 9305	Aib-24	Sewerage	Structures	Well	2000	01/01/2000	$24,410.00	$24,410.00	$2,199.72	$26,609.72	Indemnity	$15,876.58
Queenstown Lakes District Council	Queenstown Lakes District, Otago	10146896	10142627	79463	{7AE69CE2-C9B4-45F2-BCC0-7DCB1E4A6C66}	16 LLOYD DUNN AVENUE RD 2 WANAKA 9305	Aib-24	Sewerage	Pumps	Pump	2008	04/11/2008	$50,229.06	$50,229.06	$4,526.41	$54,755.48	Reinstatement	$54,755.48
Queenstown Lakes District Council	Queenstown Lakes District, Otago	10146897	10142575	222626	{7626DB93-6980-4CE5-AE08-3E6D0CBEE828}	76 ALISON AVENUE ALBERT TOWN WANAKA 9305	Aib-24	Sewerage	Pumps	Pump	2011	03/06/2011	$9,425.00	$9,425.00	$849.34	$10,274.33	Indemnity	$3,479.11
Queenstown Lakes District Council	Queenstown Lakes District, Otago	10146898	10142627	79465	{7AE69CE2-C9B4-45F2-BCC0-7DCB1E4A6C66}	16 LLOYD DUNN AVENUE RD 2 WANAKA 9305	Aib-24	Sewerage	Pumps	Pump	2008	04/11/2008	$50,229.06	$50,229.06	$4,526.41	$54,755.48	Reinstatement	$54,755.48
Queenstown Lakes District Council	Queenstown Lakes District, Otago	10146899	10115350	210498	{B7214F29-F8F6-49EE-BF1D-F3E3B5DC9FDF}	MIDDLESEX STREET ARROWTOWN 9302	Aib-24	Water Supply	Electrical Equipment	Float Switch			$31,127.93	$31,127.93	$2,805.11	$33,933.03	Reinstatement	$33,933.03
Queenstown Lakes District Council	Queenstown Lakes District, Otago	10146900	10142589	2785	{B307C4EC-CC6E-407E-9D6C-4861428A5998}	MIDDLESEX STREET ARROWTOWN 9302	Aib-24	Water Supply	Pumps	Pump	2004	01/01/2004	$21,133.29	$21,133.29	$1,904.44	$23,037.73	Indemnity	$4,725.65
Queenstown Lakes District Council	Queenstown Lakes District, Otago	10146901	10142569	3300	{201B972B-7B33-4F90-B798-F691FB77F6A7}	LAKEVIEW TERRACE RD 2 WANAKA 9382	Aib-24	Sewerage	Pumps	Pump	2000	01/01/2000	$35,160.78	$35,160.78	$3,168.53	$38,329.30	Indemnity	$2,620.78
Queenstown Lakes District Council	Queenstown Lakes District, Otago	10146902	10142627	79466	{7AE69CE2-C9B4-45F2-BCC0-7DCB1E4A6C66}	16 LLOYD DUNN AVENUE RD 2 WANAKA 9305	Aib-24	Sewerage	Pumps	Pump	2008	04/11/2008	$9,871.31	$9,871.31	$889.56	$10,760.86	Reinstatement	$10,760.86
Queenstown Lakes District Council	Queenstown Lakes District, Otago	10146903	10142608	206783	{EC813BBC-0598-4A04-85B0-910A34B3C69A}	4 SHOTOVER DELTA ROAD LOWER SHOTOVER QUEENSTOWN 9304	Aib-24	Sewerage	Pumps	Pump			$56,308.66	$56,308.66	$5,074.28	$61,382.94	Reinstatement	$61,382.94
Queenstown Lakes District Council	Queenstown Lakes District, Otago	10146905	10142579	3684	{BF78794E-F65F-438D-993C-3493C766F93C}	100 LAKESIDE ROAD WANAKA 9305	Aib-24	Sewerage	Pumps	Pump	2000	01/01/2000	$9,097.40	$9,097.40	$819.82	$9,917.22	Indemnity	$678.09
Queenstown Lakes District Council	Queenstown Lakes District, Otago	10146906	10142623	202052	{8E0D674A-5C93-471A-B834-A81AE41C2BC2}	DOMAIN ROAD	Aib-24	Sewerage	Pumps	Pump			$38,823.45	$38,823.45	$3,498.59	$42,322.04	Indemnity	$8,956.97
Queenstown Lakes District Council	Queenstown Lakes District, Otago	10146907	10142639	211043	{AF4FF693-BC8F-4063-A66B-BEF6C5395D18}	WAN-LUGG HWY	Aib-24	Sewerage	TPBS Valves	Non Return Valve	2005	10/11/2005	$4,492.50	$4,492.50	$404.84	$4,897.34	Indemnity	$2,792.59
Queenstown Lakes District Council	Queenstown Lakes District, Otago	10146908	10142631	221399	{AF6301FF-6B9D-4DB1-B65E-270D91236E4D}	215 TUCKER BEACH ROAD RD 1 QUEENSTOWN 9371	Aib-24	Sewerage	Pumps	Pump	2011	27/01/2011	$9,425.00	$9,425.00	$849.34	$10,274.33	Indemnity	$3,479.11
Queenstown Lakes District Council	Queenstown Lakes District, Otago	10146909	10142639	211044	{AF4FF693-BC8F-4063-A66B-BEF6C5395D18}	WAN-LUGG HWY	Aib-24	Sewerage	TPBS Valves	Non Return Valve	2005	10/11/2005	$4,492.50	$4,492.50	$404.84	$4,897.34	Indemnity	$2,792.59
Queenstown Lakes District Council	Queenstown Lakes District, Otago	10146910	10142567	3520	{1A6BBC63-F933-4C82-9843-88E125325CB4}	CEDAR DRIVE	Aib-24	Sewerage	Pumps	Pump	2008	01/01/2008	$20,618.83	$20,618.83	$1,858.07	$22,476.91	Indemnity	$4,756.98
Queenstown Lakes District Council	Queenstown Lakes District, Otago	10146911	10142626	79333	{FE08E59C-05A5-4DFE-AC48-E6BED98B0C33}	ALBERTOWN	Aib-24	Sewerage	Pumps	Pump	2008	04/11/2008	$50,229.06	$50,229.06	$4,526.41	$54,755.48	Indemnity	$5,407.90
Queenstown Lakes District Council	Queenstown Lakes District, Otago	10146912	10142627	79449	{7AE69CE2-C9B4-45F2-BCC0-7DCB1E4A6C66}	16 LLOYD DUNN AVENUE RD 2 WANAKA 9305	Aib-24	Sewerage	Mixer	Mixer	2008	04/11/2008	$11,377.65	$11,377.65	$1,025.30	$12,402.95	Reinstatement	$12,402.95
Queenstown Lakes District Council	Queenstown Lakes District, Otago	10146913	10142625	79328	{6EFDB77B-3B91-437E-8013-7F0743951CC5}	ALBERTOWN	Aib-24	Sewerage	Pumps	Pump	2008	04/11/2008	$233,158.79	$233,158.79	$21,011.20	$254,169.99	Indemnity	$61,616.42
Queenstown Lakes District Council	Queenstown Lakes District, Otago	10146914	10142576	3378	{DED59DCD-261A-4581-BEAA-12D52DDA3AD6}	KINGSTON STREET	Aib-24	Sewerage	Pumps	Pump	1999	01/01/1999	$27,049.80	$27,049.80	$2,437.60	$29,487.40	Indemnity	$1,941.54
Queenstown Lakes District Council	Queenstown Lakes District, Otago	10146915	10142635	209974	{948DF4DA-5250-428E-90B7-018D9982AB8A}	19 ELLEN JOHNSON TERRACE RD 1 QUEENSTOWN 9371	Aib-24	Sewerage	Pumps	Pump	2007	01/01/2007	$17,520.86	$17,520.86	$1,578.90	$19,099.76	Indemnity	$4,428.89
Queenstown Lakes District Council	Queenstown Lakes District, Otago	10146916	10142573	222630	{B06B8B8A-D4E6-4CEE-94DC-B61B7504E3BD}	WAIMANA PLACE WANAKA 9305	Aib-24	Sewerage	Pumps	Pump	2011	10/04/2011	$20,331.30	$20,331.30	$1,832.16	$22,163.46	Indemnity	$7,505.02
Queenstown Lakes District Council	Queenstown Lakes District, Otago	10146917	10115350	210489	{B7214F29-F8F6-49EE-BF1D-F3E3B5DC9FDF}	MIDDLESEX STREET ARROWTOWN 9302	Aib-24	Water Supply	Electrical Equipment	Float Switch			$31,127.93	$31,127.93	$2,805.11	$33,933.03	Reinstatement	$33,933.03
Queenstown Lakes District Council	Queenstown Lakes District, Otago	10146918	10142627	79467	{7AE69CE2-C9B4-45F2-BCC0-7DCB1E4A6C66}	16 LLOYD DUNN AVENUE RD 2 WANAKA 9305	Aib-24	Sewerage	Pumps	Pump	2008	04/11/2008	$7,458.95	$7,458.95	$672.17	$8,131.11	Reinstatement	$8,131.11
Queenstown Lakes District Council	Queenstown Lakes District, Otago	10146920	10142567	3519	{1A6BBC63-F933-4C82-9843-88E125325CB4}	CEDAR DRIVE	Aib-24	Sewerage	Pumps	Pump	2009	01/07/2009	$18,024.12	$18,024.12	$1,624.25	$19,648.37	Indemnity	$6,986.02
Queenstown Lakes District Council	Queenstown Lakes District, Otago	10146921	10142547	3444	{AEADAC2C-9FD2-4F50-B20B-CCB6EF8C23A7}	1125 MALAGHANS ROAD RD 1 QUEENSTOWN 9371	Aib-24	Sewerage	Pumps	Pump	2009	01/07/2009	$8,629.08	$8,629.08	$777.61	$9,406.70	Indemnity	$3,344.57
Queenstown Lakes District Council	Queenstown Lakes District, Otago	10146922	10142564	206956	{BFBFBB84-D102-4ACA-8418-8B4EB42050A5}	PARK STREET QUEENSTOWN 9300	Aib-24	Sewerage	Electrical Equipment	Float Switch			$28,818.82	$28,818.82	$2,597.02	$31,415.85	Indemnity	$2,428.26
Queenstown Lakes District Council	Queenstown Lakes District, Otago	10146923	10142568	207009	{8523046E-B0EC-4155-A27B-D667AE130C1B}	GLENORCHY-QUEENSTOWN ROAD CLOSEBURN QUEENSTOWN 9371	Aib-24	Sewerage	Pumps	Pump	2009	01/08/2009	$33,937.80	$33,937.80	$3,058.32	$36,996.11	Indemnity	$13,154.06
Queenstown Lakes District Council	Queenstown Lakes District, Otago	10146924	10142568	207010	{8523046E-B0EC-4155-A27B-D667AE130C1B}	GLENORCHY-QUEENSTOWN ROAD CLOSEBURN QUEENSTOWN 9371	Aib-24	Sewerage	Pumps	Pump	2009	01/08/2009	$33,937.80	$33,937.80	$3,058.32	$36,996.11	Indemnity	$13,154.06
Queenstown Lakes District Council	Queenstown Lakes District, Otago	10146925	10142557	3603	{D3892861-1F27-4A7F-9D74-390EED74B048}	WIDGEON PLACE LAKE HAYES QUEENSTOWN 9304	Aib-24	Sewerage	Pumps	Pump	2006	01/01/2006	$9,328.99	$9,328.99	$840.69	$10,169.68	Indemnity	$2,259.91
Queenstown Lakes District Council	Queenstown Lakes District, Otago	10146926	10142608	206790	{EC813BBC-0598-4A04-85B0-910A34B3C69A}	4 SHOTOVER DELTA ROAD LOWER SHOTOVER QUEENSTOWN 9304	Aib-24	Sewerage	Pumps	Pump			$110,650.69	$110,650.69	$9,971.33	$120,622.02	Reinstatement	$120,622.02
Queenstown Lakes District Council	Queenstown Lakes District, Otago	10146927	10142552	3431	{2190EC7C-4D3B-4B45-B25E-D60E29A287BC}	59 ARROWTOWN-LAKE HAYES ROAD RD 1 QUEENSTOWN 9371	Aib-24	Sewerage	Pumps	Pump	2009	01/07/2009	$95,677.70	$95,677.70	$8,622.03	$104,299.74	Indemnity	$37,084.02
Queenstown Lakes District Council	Queenstown Lakes District, Otago	10146928	10142626	79332	{FE08E59C-05A5-4DFE-AC48-E6BED98B0C33}	ALBERTOWN	Aib-24	Sewerage	Pumps	Pump	2008	04/11/2008	$50,229.06	$50,229.06	$4,526.41	$54,755.48	Indemnity	$5,407.90
Queenstown Lakes District Council	Queenstown Lakes District, Otago	10146929	10142627	79450	{7AE69CE2-C9B4-45F2-BCC0-7DCB1E4A6C66}	16 LLOYD DUNN AVENUE RD 2 WANAKA 9305	Aib-24	Sewerage	Mixer	Mixer	2008	04/11/2008	$11,377.65	$11,377.65	$1,025.30	$12,402.95	Reinstatement	$12,402.95
Queenstown Lakes District Council	Queenstown Lakes District, Otago	10146930	10142571	3838	{B26B8863-F991-4F34-B294-63CF59D384E9}	CEMETERY ROAD	Aib-24	Sewerage	Pumps	Pump	2003	01/01/2003	$22,678.77	$22,678.77	$2,043.71	$24,722.48	Indemnity	$4,883.41
Queenstown Lakes District Council	Queenstown Lakes District, Otago	10146931	10142639	211037	{AF4FF693-BC8F-4063-A66B-BEF6C5395D18}	WAN-LUGG HWY	Aib-24	Sewerage	Pumps	Pump	2010	27/08/2010	$17,837.06	$17,837.06	$1,607.39	$19,444.45	Indemnity	$5,761.27
Queenstown Lakes District Council	Queenstown Lakes District, Otago	10146932	10142627	79462	{7AE69CE2-C9B4-45F2-BCC0-7DCB1E4A6C66}	16 LLOYD DUNN AVENUE RD 2 WANAKA 9305	Aib-24	Sewerage	Pumps	Pump	2008	04/11/2008	$9,871.31	$9,871.31	$889.56	$10,760.86	Reinstatement	$10,760.86
Queenstown Lakes District Council	Queenstown Lakes District, Otago	10146933	10142608	206789	{EC813BBC-0598-4A04-85B0-910A34B3C69A}	4 SHOTOVER DELTA ROAD LOWER SHOTOVER QUEENSTOWN 9304	Aib-24	Sewerage	Pumps	Pump			$56,308.66	$56,308.66	$5,074.28	$61,382.94	Reinstatement	$61,382.94
Queenstown Lakes District Council	Queenstown Lakes District, Otago	10146934	10142627	79469	{7AE69CE2-C9B4-45F2-BCC0-7DCB1E4A6C66}	16 LLOYD DUNN AVENUE RD 2 WANAKA 9305	Aib-24	Sewerage	Pumps	Pump	2008	04/11/2008	$13,379.87	$13,379.87	$1,205.73	$14,585.61	Reinstatement	$14,585.61
Queenstown Lakes District Council	Queenstown Lakes District, Otago	10146935	10142548	3408	{11D272C7-95C7-40F1-AB59-FC7B0216C5DD}	NORFOLK STREET	Aib-24	Sewerage	Pumps	Pump	1994	01/01/1994	$117,781.48	$117,781.48	$10,613.93	$128,395.41	Indemnity	$10,375.29
Queenstown Lakes District Council	Queenstown Lakes District, Otago	10146936	10142589	2786	{B307C4EC-CC6E-407E-9D6C-4861428A5998}	MIDDLESEX STREET ARROWTOWN 9302	Aib-24	Water Supply	Pumps	Pump	2004	01/01/2004	$21,133.29	$21,133.29	$1,904.44	$23,037.73	Indemnity	$4,725.65
Queenstown Lakes District Council	Queenstown Lakes District, Otago	10146937	10142624	79331	{98499929-9F82-4319-BF12-E9E0ABE5ED5C}	SIR TIM WALLIS DRIVE RD 2 WANAKA 9305	Aib-24	Sewerage	Pumps	Pump	2008	04/11/2008	$114,714.18	$114,714.18	$10,337.52	$125,051.70	Indemnity	$30,315.29
Queenstown Lakes District Council	Queenstown Lakes District, Otago	10146938	10142627	79448	{7AE69CE2-C9B4-45F2-BCC0-7DCB1E4A6C66}	16 LLOYD DUNN AVENUE RD 2 WANAKA 9305	Aib-24	Sewerage	Mixer	Mixer	2008	04/11/2008	$11,377.65	$11,377.65	$1,025.30	$12,402.95	Reinstatement	$12,402.95
Queenstown Lakes District Council	Queenstown Lakes District, Otago	10146939	10142589	2784	{B307C4EC-CC6E-407E-9D6C-4861428A5998}	MIDDLESEX STREET ARROWTOWN 9302	Aib-24	Water Supply	Pumps	Pump	2004	01/01/2004	$26,065.33	$26,065.33	$2,348.89	$28,414.22	Indemnity	$5,828.51
Queenstown Lakes District Council	Queenstown Lakes District, Otago	10146941	10142624	79330	{98499929-9F82-4319-BF12-E9E0ABE5ED5C}	SIR TIM WALLIS DRIVE RD 2 WANAKA 9305	Aib-24	Sewerage	Pumps	Pump	2008	04/11/2008	$114,714.18	$114,714.18	$10,337.52	$125,051.70	Indemnity	$30,315.29
Queenstown Lakes District Council	Queenstown Lakes District, Otago	10146942	10142555	3579	{2DFD307F-1398-4BAD-B18C-CAA015831C1E}	LAKE HAYES-ARROW JUNCTION HIGHWAY RD 1 QUEENSTOWN 9371	Aib-24	Sewerage	Pumps	Pump	2002	01/01/2002	$11,557.51	$11,557.51	$1,041.51	$12,599.02	Indemnity	$2,399.79
Queenstown Lakes District Council	Queenstown Lakes District, Otago	10146943	10142558	3472	{8140ABC2-039A-4444-AE36-570292AD2576}	13 LAKE AVENUE FRANKTON QUEENSTOWN 9300	Aib-24	Sewerage	Pumps	Pump	1997	01/01/1997	$214,172.67	$214,172.67	$19,300.26	$233,472.93	Indemnity	$42,726.69
Queenstown Lakes District Council	Queenstown Lakes District, Otago	10146944	10142546	3867	{A1464184-322C-445A-B5CB-E01E4F481370}	3840 ALICE BURN DRIVE RD 3 CROMWELL 9383	Aib-24	Sewerage	Pumps	Pump	2006	01/01/2006	$10,920.57	$10,920.57	$984.11	$11,904.68	Indemnity	$1,511.69
Queenstown Lakes District Council	Queenstown Lakes District, Otago	10146945	10142540	3722	{C8B1DF84-FB15-494B-84FD-6DEC465E0DF0}	26 GORDON ROAD WANAKA 9305	Aib-24	Sewerage	Pumps	Pump	1996	01/01/1996	$17,703.69	$17,703.69	$1,595.37	$19,299.06	Indemnity	$1,660.12
Queenstown Lakes District Council	Queenstown Lakes District, Otago	10146946	10142553	3567	{6032F183-CDD0-4AB4-AC42-817A7DEF3634}	59 ARROWTOWN-LAKE HAYES ROAD RD 1 QUEENSTOWN 9371	Aib-24	Sewerage	Pumps	Pump	2002	01/01/2002	$25,525.99	$25,525.99	$2,300.29	$27,826.28	Indemnity	$2,061.19
Queenstown Lakes District Council	Queenstown Lakes District, Otago	10146947	10142551	231128	{64B4E173-F898-487D-9E81-9C96C8087249}	ARROWTOWN-LAKE HAYES ROAD RD 1 QUEENSTOWN 9371	Aib-24	Sewerage	Pumps	Pump	2012	31/05/2012	$12,334.34	$12,334.34	$1,111.51	$13,445.85	Indemnity	$5,122.18
Queenstown Lakes District Council	Queenstown Lakes District, Otago	10146948	10142563	3622	{CB7B9861-B30B-4228-84FC-359A0F479C52}	MARINE PARADE QUEENSTOWN 9300	Aib-24	Sewerage	Pumps	Pump	1997	01/01/1997	$128,598.90	$128,598.90	$11,588.74	$140,187.64	Reinstatement	$140,187.64
Queenstown Lakes District Council	Queenstown Lakes District, Otago	10146949	10142553	3566	{6032F183-CDD0-4AB4-AC42-817A7DEF3634}	59 ARROWTOWN-LAKE HAYES ROAD RD 1 QUEENSTOWN 9371	Aib-24	Sewerage	Pumps	Pump	2002	01/01/2002	$25,525.99	$25,525.99	$2,300.29	$27,826.28	Indemnity	$2,061.19
Queenstown Lakes District Council	Queenstown Lakes District, Otago	10146950	10142633	209896	{F398540C-F3A3-4699-A985-1C1FF1022601}	28 STRAINS ROAD RD 1 QUEENSTOWN 9371	Aib-24	Sewerage	Pumps	Pump	2007	01/01/2007	$12,970.48	$12,970.48	$1,168.84	$14,139.32	Indemnity	$3,278.65
Queenstown Lakes District Council	Queenstown Lakes District, Otago	10146951	10142556	3591	{3C7CA281-8ECC-4971-9058-5ADF78A6E14C}	LAKE HAYES-ARROW JUNCTION HIGHWAY RD 1 QUEENSTOWN 9371	Aib-24	Sewerage	Pumps	Pump	2002	01/01/2002	$55,143.28	$55,143.28	$4,969.26	$60,112.54	Indemnity	$11,449.91
Queenstown Lakes District Council	Queenstown Lakes District, Otago	10146952	10142566	3531	{9066EF44-277E-4EB0-A92D-D34D0A70D53E}	PENINSULA ROAD KELVIN HEIGHTS QUEENSTOWN 9300	Aib-24	Sewerage	Pumps	Pump	2000	01/01/2000	$49,915.59	$49,915.59	$4,498.16	$54,413.76	Indemnity	$3,720.57
Queenstown Lakes District Council	Queenstown Lakes District, Otago	10146953	10142551	231127	{64B4E173-F898-487D-9E81-9C96C8087249}	ARROWTOWN-LAKE HAYES ROAD RD 1 QUEENSTOWN 9371	Aib-24	Sewerage	Pumps	Pump	2012	31/05/2012	$12,334.34	$12,334.34	$1,111.51	$13,445.85	Indemnity	$5,122.18
Queenstown Lakes District Council	Queenstown Lakes District, Otago	10146954	10142562	239143	{5AA4AEBA-5A65-4912-B4D5-13268CE0E2CE}	100 RIVERSIDE ROAD FRANKTON QUEENSTOWN 9300	Aib-24	Sewerage	Pumps	Pump	2013	15/05/2013	$20,264.48	$20,264.48	$1,826.14	$22,090.62	Indemnity	$9,350.44
Queenstown Lakes District Council	Queenstown Lakes District, Otago	10146955	10142563	3633	{CB7B9861-B30B-4228-84FC-359A0F479C52}	MARINE PARADE QUEENSTOWN 9300	Aib-24	Sewerage	Electrical Equipment	Telemetry	1997	01/01/1997	$50,476.61	$50,476.61	$4,548.72	$55,025.33	Reinstatement	$55,025.33
Queenstown Lakes District Council	Queenstown Lakes District, Otago	10146956	10142550	3615	{2CEA9B91-0AA3-4502-AA03-C55553D661BB}	7 RUTHERFORD ROAD RD 1 QUEENSTOWN 9371	Aib-24	Sewerage	Pumps	Pump	2002	01/01/2002	$11,557.51	$11,557.51	$1,041.51	$12,599.02	Indemnity	$2,399.79
Queenstown Lakes District Council	Queenstown Lakes District, Otago	10146957	10142566	231185	{9066EF44-277E-4EB0-A92D-D34D0A70D53E}	PENINSULA ROAD KELVIN HEIGHTS QUEENSTOWN 9300	Aib-24	Sewerage	Pumps	Pump	2012	01/06/2012	$34,154.88	$34,154.88	$3,077.88	$37,232.76	Indemnity	$14,183.78
Queenstown Lakes District Council	Queenstown Lakes District, Otago	10146958	10142645	231075	{C696D0E2-F1C3-4077-89A7-A5EC3516416F}	BEACON POINT ROAD WANAKA 9305	Aib-24	Sewerage	Pumps	Pump	2011	01/12/2011	$26,427.70	$26,427.70	$2,381.54	$28,809.24	Indemnity	$9,755.42
Queenstown Lakes District Council	Queenstown Lakes District, Otago	10146959	10142629	250979	{C75F3211-48B4-43FE-89B4-3DC012DEEDC8}	ATLEY ROAD	Aib-24	Sewerage	Pumps	Pump	2015	13/08/2015	$158,584.43	$158,584.43	$14,290.90	$172,875.33	Indemnity	$84,516.08
Queenstown Lakes District Council	Queenstown Lakes District, Otago	10146960	10142608	3652	{EC813BBC-0598-4A04-85B0-910A34B3C69A}	4 SHOTOVER DELTA ROAD LOWER SHOTOVER QUEENSTOWN 9304	Aib-24	Sewerage	Pumps	Pump	1997	01/01/1997	$35,160.78	$35,160.78	$3,168.53	$38,329.30	Reinstatement	$38,329.30
Queenstown Lakes District Council	Queenstown Lakes District, Otago	10146961	10142558	3474	{8140ABC2-039A-4444-AE36-570292AD2576}	13 LAKE AVENUE FRANKTON QUEENSTOWN 9300	Aib-24	Sewerage	Pumps	Pump	1997	01/01/1997	$214,172.67	$214,172.67	$19,300.26	$233,472.93	Indemnity	$14,312.39
Queenstown Lakes District Council	Queenstown Lakes District, Otago	10146962	10142629	250978	{C75F3211-48B4-43FE-89B4-3DC012DEEDC8}	ATLEY ROAD	Aib-24	Sewerage	Pumps	Pump	2015	13/08/2015	$158,584.43	$158,584.43	$14,290.90	$172,875.33	Indemnity	$84,516.08
Queenstown Lakes District Council	Queenstown Lakes District, Otago	10146963	10142558	206852	{8140ABC2-039A-4444-AE36-570292AD2576}	13 LAKE AVENUE FRANKTON QUEENSTOWN 9300	Aib-24	Sewerage	Electrical Equipment	Moisture Monitoring			$7,571.71	$7,571.71	$682.33	$8,254.04	Indemnity	$282.19
Queenstown Lakes District Council	Queenstown Lakes District, Otago	10146964	10142538	250646	{55E5F05B-DB4D-4B72-A89E-18C47BF9A71D}	APARTMENT E/54D SARGOOD DRIVE WANAKA 9305	Aib-24	Sewerage	Pumps	Pump	2014	05/03/2014	$156,643.51	$156,643.51	$14,115.99	$170,759.50	Indemnity	$75,892.44
Queenstown Lakes District Council	Queenstown Lakes District, Otago	10146965	10142549	216931	{9A5BC8CC-0C45-4D57-96DC-3C687931084D}	109 MCDONNELL ROAD ARROWTOWN 9302	Aib-24	Sewerage	Electrical Equipment	Soft Starter	1985	01/01/1985	$20,636.61	$20,636.61	$1,859.68	$22,496.29	Indemnity	$975.44
Queenstown Lakes District Council	Queenstown Lakes District, Otago	10146966	10142562	226075	{5AA4AEBA-5A65-4912-B4D5-13268CE0E2CE}	100 RIVERSIDE ROAD FRANKTON QUEENSTOWN 9300	Aib-24	Sewerage	Pumps	Pump	2011	20/12/2011	$19,591.43	$19,591.43	$1,765.49	$21,356.92	Indemnity	$7,231.91
Queenstown Lakes District Council	Queenstown Lakes District, Otago	10146967	10142539	3746	{0B658591-43FC-44ED-BDF7-7AC00D2567EF}	DUNGARVON STREET WANAKA 9305	Aib-24	Sewerage	Pumps	Pump	1997	01/01/1997	$135,978.39	$135,978.39	$12,253.75	$148,232.14	Reinstatement	$148,232.14
Queenstown Lakes District Council	Queenstown Lakes District, Otago	10146968	10142568	3671	{8523046E-B0EC-4155-A27B-D667AE130C1B}	GLENORCHY-QUEENSTOWN ROAD CLOSEBURN QUEENSTOWN 9371	Aib-24	Sewerage	Pumps	Pump	1997	01/01/1997	$43,522.53	$43,522.53	$3,922.05	$47,444.58	Indemnity	$2,908.45
Queenstown Lakes District Council	Queenstown Lakes District, Otago	10146969	10143002	3399	{465BBA9D-A72B-4141-95A1-6042907D1F05}	224 MCDONNELL ROAD RD 1 QUEENSTOWN 9371	Aib-24	Sewerage	Pumps	Pump	2005	01/01/2005	$15,565.04	$15,565.04	$1,402.65	$16,967.69	Indemnity	$3,619.74
Queenstown Lakes District Council	Queenstown Lakes District, Otago	10146970	10142550	3616	{2CEA9B91-0AA3-4502-AA03-C55553D661BB}	7 RUTHERFORD ROAD RD 1 QUEENSTOWN 9371	Aib-24	Sewerage	Pumps	Pump	2002	01/01/2002	$11,557.51	$11,557.51	$1,041.51	$12,599.02	Indemnity	$2,399.79
Queenstown Lakes District Council	Queenstown Lakes District, Otago	10146971	10142546	3868	{A1464184-322C-445A-B5CB-E01E4F481370}	3840 ALICE BURN DRIVE RD 3 CROMWELL 9383	Aib-24	Sewerage	Pumps	Pump	2006	01/01/2006	$10,920.57	$10,920.57	$984.11	$11,904.68	Indemnity	$1,511.69
Queenstown Lakes District Council	Queenstown Lakes District, Otago	10146972	10142647	232115	{7378C279-7B9E-4108-B4B4-80695774E1E1}	69 NICHOL STREET RD 2 WANAKA 9382	Aib-24	Sewerage	Pumps	Pump	2001	01/01/2001	$56,308.66	$56,308.66	$5,074.28	$61,382.94	reinstatement	$61,382.94
Queenstown Lakes District Council	Queenstown Lakes District, Otago	10146973	10142608	3504	{EC813BBC-0598-4A04-85B0-910A34B3C69A}	4 SHOTOVER DELTA ROAD LOWER SHOTOVER QUEENSTOWN 9304	Aib-24	Sewerage	Pumps	Pump	1999	01/01/1999	$45,244.63	$45,244.63	$4,077.24	$49,321.87	Reinstatement	$49,321.87
Queenstown Lakes District Council	Queenstown Lakes District, Otago	10146974	10142538	3706	{55E5F05B-DB4D-4B72-A89E-18C47BF9A71D}	APARTMENT E/54D SARGOOD DRIVE WANAKA 9305	Aib-24	Sewerage	Pumps	Pump	1996	01/01/1996	$14,752.73	$14,752.73	$1,329.45	$16,082.17	Indemnity	$1,383.40
Queenstown Lakes District Council	Queenstown Lakes District, Otago	10146975	10142608	3503	{EC813BBC-0598-4A04-85B0-910A34B3C69A}	4 SHOTOVER DELTA ROAD LOWER SHOTOVER QUEENSTOWN 9304	Aib-24	Sewerage	Pumps	Pump	1999	01/01/1999	$45,244.63	$45,244.63	$4,077.24	$49,321.87	Reinstatement	$49,321.87
Queenstown Lakes District Council	Queenstown Lakes District, Otago	10146976	10142558	206851	{8140ABC2-039A-4444-AE36-570292AD2576}	13 LAKE AVENUE FRANKTON QUEENSTOWN 9300	Aib-24	Sewerage	Electrical Equipment	Moisture Monitoring			$7,571.71	$7,571.71	$682.33	$8,254.04	Indemnity	$282.19
Queenstown Lakes District Council	Queenstown Lakes District, Otago	10146977	10142563	3623	{CB7B9861-B30B-4228-84FC-359A0F479C52}	MARINE PARADE QUEENSTOWN 9300	Aib-24	Sewerage	Pumps	Pump	1997	01/01/1997	$128,598.90	$128,598.90	$11,588.74	$140,187.64	Reinstatement	$140,187.64
Queenstown Lakes District Council	Queenstown Lakes District, Otago	10146978	10142544	3856	{86623ECE-9A0E-4F65-8735-C981012814AC}	31 COOPER CRESCENT RD 3 CROMWELL 9383	Aib-24	Sewerage	Pumps	Pump	2006	01/01/2006	$10,920.57	$10,920.57	$984.11	$11,904.68	Indemnity	$1,511.69
Queenstown Lakes District Council	Queenstown Lakes District, Otago	10146979	10142539	3747	{0B658591-43FC-44ED-BDF7-7AC00D2567EF}	DUNGARVON STREET WANAKA 9305	Aib-24	Sewerage	Pumps	Pump	1997	01/01/1997	$135,978.39	$135,978.39	$12,253.75	$148,232.14	Reinstatement	$148,232.14
Queenstown Lakes District Council	Queenstown Lakes District, Otago	10146981	10142608	206810	{EC813BBC-0598-4A04-85B0-910A34B3C69A}	4 SHOTOVER DELTA ROAD LOWER SHOTOVER QUEENSTOWN 9304	Aib-24	Sewerage	Pumps	Pump	2006	01/01/2006	$13,651.19	$13,651.19	$1,230.18	$14,881.38	Reinstatement	$14,881.38
Queenstown Lakes District Council	Queenstown Lakes District, Otago	10146982	10142563	3624	{CB7B9861-B30B-4228-84FC-359A0F479C52}	MARINE PARADE QUEENSTOWN 9300	Aib-24	Sewerage	Pumps	Pump	1997	01/01/1997	$128,598.90	$128,598.90	$11,588.74	$140,187.64	Reinstatement	$140,187.64
Queenstown Lakes District Council	Queenstown Lakes District, Otago	10146983	10142580	3733	{CBD06528-72E0-4678-BC4A-93B207D1B10E}	163 ARDMORE STREET WANAKA 9305	Aib-24	Sewerage	Pumps	Pump	1997	01/01/1997	$109,912.94	$109,912.94	$9,904.85	$119,817.79	Reinstatement	$119,817.79
Queenstown Lakes District Council	Queenstown Lakes District, Otago	10146984	10142634	209961	{3F54E71F-EAD9-4A6F-B04D-907BB9BDE28F}	28 STRAINS ROAD RD 1 QUEENSTOWN 9371	Aib-24	Sewerage	Pumps	Pump	2007	01/01/2007	$12,970.48	$12,970.48	$1,168.84	$14,139.32	Indemnity	$3,278.65
Queenstown Lakes District Council	Queenstown Lakes District, Otago	10146985	10142645	231074	{C696D0E2-F1C3-4077-89A7-A5EC3516416F}	BEACON POINT ROAD WANAKA 9305	Aib-24	Sewerage	Pumps	Pump	2011	01/12/2011	$26,427.70	$26,427.70	$2,381.54	$28,809.24	Indemnity	$9,755.42
Queenstown Lakes District Council	Queenstown Lakes District, Otago	10146986	10142541	3761	{825A7785-0034-4D76-AC9A-117E32A14E38}	BALLANTYNE ROAD RD 2 WANAKA 9382	Aib-24	Sewerage	Pumps	Pump	2003	01/01/2003	$11,579.30	$11,579.30	$1,043.47	$12,622.78	Indemnity	$975.66
Queenstown Lakes District Council	Queenstown Lakes District, Otago	10146987	10142608	3532	{EC813BBC-0598-4A04-85B0-910A34B3C69A}	4 SHOTOVER DELTA ROAD LOWER SHOTOVER QUEENSTOWN 9304	Aib-24	Sewerage	Pumps	Pump	1984	01/01/1984	$209,008.49	$209,008.49	$18,834.89	$227,843.38	Reinstatement	$227,843.38
Queenstown Lakes District Council	Queenstown Lakes District, Otago	10146988	10142555	3578	{2DFD307F-1398-4BAD-B18C-CAA015831C1E}	LAKE HAYES-ARROW JUNCTION HIGHWAY RD 1 QUEENSTOWN 9371	Aib-24	Sewerage	Pumps	Pump	2002	01/01/2002	$11,557.51	$11,557.51	$1,041.51	$12,599.02	Indemnity	$2,399.79
Queenstown Lakes District Council	Queenstown Lakes District, Otago	10146989	10142564	231233	{BFBFBB84-D102-4ACA-8418-8B4EB42050A5}	PARK STREET QUEENSTOWN 9300	Aib-24	Sewerage	Pumps	Pump	2012	01/06/2012	$27,132.97	$27,132.97	$2,445.10	$29,578.07	Indemnity	$11,267.74
Queenstown Lakes District Council	Queenstown Lakes District, Otago	10146990	10142608	3421	{EC813BBC-0598-4A04-85B0-910A34B3C69A}	4 SHOTOVER DELTA ROAD LOWER SHOTOVER QUEENSTOWN 9304	Aib-24	Sewerage	Pumps	Pump	2009	01/07/2009	$49,085.54	$49,085.54	$4,423.36	$53,508.90	Reinstatement	$53,508.90
Queenstown Lakes District Council	Queenstown Lakes District, Otago	10146991	10142580	3732	{CBD06528-72E0-4678-BC4A-93B207D1B10E}	163 ARDMORE STREET WANAKA 9305	Aib-24	Sewerage	Pumps	Pump	1997	01/01/1997	$109,912.94	$109,912.94	$9,904.85	$119,817.79	Reinstatement	$119,817.79
Queenstown Lakes District Council	Queenstown Lakes District, Otago	10146992	10142568	3672	{8523046E-B0EC-4155-A27B-D667AE130C1B}	GLENORCHY-QUEENSTOWN ROAD CLOSEBURN QUEENSTOWN 9371	Aib-24	Sewerage	Pumps	Pump	1997	01/01/1997	$43,522.53	$43,522.53	$3,922.05	$47,444.58	Indemnity	$2,908.45
Queenstown Lakes District Council	Queenstown Lakes District, Otago	10146993	10142558	206853	{8140ABC2-039A-4444-AE36-570292AD2576}	13 LAKE AVENUE FRANKTON QUEENSTOWN 9300	Aib-24	Sewerage	Electrical Equipment	Moisture Monitoring			$7,571.71	$7,571.71	$682.33	$8,254.04	Indemnity	$282.19
Queenstown Lakes District Council	Queenstown Lakes District, Otago	10146994	10142633	209897	{F398540C-F3A3-4699-A985-1C1FF1022601}	28 STRAINS ROAD RD 1 QUEENSTOWN 9371	Aib-24	Sewerage	Pumps	Pump	2007	01/01/2007	$12,970.48	$12,970.48	$1,168.84	$14,139.32	Indemnity	$3,278.65
Queenstown Lakes District Council	Queenstown Lakes District, Otago	10146995	10142564	240879	{BFBFBB84-D102-4ACA-8418-8B4EB42050A5}	PARK STREET QUEENSTOWN 9300	Aib-24	Sewerage	Pumps	Pump	2013	02/07/2013	$162,492.78	$162,492.78	$14,643.10	$177,135.88	Indemnity	$70,853.72
Queenstown Lakes District Council	Queenstown Lakes District, Otago	10146996	10142608	3422	{EC813BBC-0598-4A04-85B0-910A34B3C69A}	4 SHOTOVER DELTA ROAD LOWER SHOTOVER QUEENSTOWN 9304	Aib-24	Sewerage	Pumps	Pump	2009	01/07/2009	$46,016.89	$46,016.89	$4,146.83	$50,163.72	Reinstatement	$50,163.72
Queenstown Lakes District Council	Queenstown Lakes District, Otago	10146997	10142556	3590	{3C7CA281-8ECC-4971-9058-5ADF78A6E14C}	LAKE HAYES-ARROW JUNCTION HIGHWAY RD 1 QUEENSTOWN 9371	Aib-24	Sewerage	Pumps	Pump	2002	01/01/2002	$55,143.28	$55,143.28	$4,969.26	$60,112.54	Indemnity	$11,449.91
Queenstown Lakes District Council	Queenstown Lakes District, Otago	10146999	10142558	3473	{8140ABC2-039A-4444-AE36-570292AD2576}	13 LAKE AVENUE FRANKTON QUEENSTOWN 9300	Aib-24	Sewerage	Pumps	Pump	1997	01/01/1997	$214,172.67	$214,172.67	$19,300.26	$233,472.93	Indemnity	$14,312.39
Queenstown Lakes District Council	Queenstown Lakes District, Otago	10147000	10143002	3398	{465BBA9D-A72B-4141-95A1-6042907D1F05}	224 MCDONNELL ROAD RD 1 QUEENSTOWN 9371	Aib-24	Sewerage	Pumps	Pump	2005	01/01/2005	$15,565.04	$15,565.04	$1,402.65	$16,967.69	Indemnity	$3,619.74
Queenstown Lakes District Council	Queenstown Lakes District, Otago	10147001	10142559	3845	{3DD08F3B-DC64-44F5-892D-92E51C2B1FEC}	139 GORGE ROAD QUEENSTOWN 9300	Aib-24	Sewerage	Pumps	Pump	2006	01/01/2006	$193,402.52	$193,402.52	$17,428.55	$210,831.06	Indemnity	$18,740.37
Queenstown Lakes District Council	Queenstown Lakes District, Otago	10147002	10142544	3857	{86623ECE-9A0E-4F65-8735-C981012814AC}	31 COOPER CRESCENT RD 3 CROMWELL 9383	Aib-24	Sewerage	Pumps	Pump	2006	01/01/2006	$10,920.57	$10,920.57	$984.11	$11,904.68	Indemnity	$1,511.69
Queenstown Lakes District Council	Queenstown Lakes District, Otago	10147003	10142541	3760	{825A7785-0034-4D76-AC9A-117E32A14E38}	BALLANTYNE ROAD RD 2 WANAKA 9382	Aib-24	Sewerage	Pumps	Pump	2003	01/01/2003	$11,579.30	$11,579.30	$1,043.47	$12,622.78	Indemnity	$975.66
Queenstown Lakes District Council	Queenstown Lakes District, Otago	10147004	10143002	250889	{465BBA9D-A72B-4141-95A1-6042907D1F05}	224 MCDONNELL ROAD RD 1 QUEENSTOWN 9371	Aib-24	Sewerage	Pumps	Pump	2015	08/01/2015	$158,584.43	$158,584.43	$14,290.90	$172,875.33	Indemnity	$84,516.08
Queenstown Lakes District Council	Queenstown Lakes District, Otago	10147005	10142634	209962	{3F54E71F-EAD9-4A6F-B04D-907BB9BDE28F}	28 STRAINS ROAD RD 1 QUEENSTOWN 9371	Aib-24	Sewerage	Pumps	Pump	2007	01/01/2007	$12,970.48	$12,970.48	$1,168.84	$14,139.32	Indemnity	$3,278.65
Queenstown Lakes District Council	Queenstown Lakes District, Otago	10147006	10142647	232117	{7378C279-7B9E-4108-B4B4-80695774E1E1}	69 NICHOL STREET RD 2 WANAKA 9382	Aib-24	Sewerage	Pumps	Pump	2001	01/01/2001	$56,308.66	$56,308.66	$5,074.28	$61,382.94	reinstatement	$61,382.94
Queenstown Lakes District Council	Queenstown Lakes District, Otago	10147007	10142540	3723	{C8B1DF84-FB15-494B-84FD-6DEC465E0DF0}	26 GORDON ROAD WANAKA 9305	Aib-24	Sewerage	Pumps	Pump	1996	01/01/1996	$17,703.69	$17,703.69	$1,595.37	$19,299.06	Indemnity	$1,660.12
Queenstown Lakes District Council	Queenstown Lakes District, Otago	10147008	10142548	3416	{11D272C7-95C7-40F1-AB59-FC7B0216C5DD}	NORFOLK STREET	Aib-24	Sewerage	TPBS Valves	Valve	1994	01/01/1994	$3,125.92	$3,125.92	$281.69	$3,407.62	Indemnity	$1,314.46
Queenstown Lakes District Council	Queenstown Lakes District, Otago	10147009	10142552	3441	{2190EC7C-4D3B-4B45-B25E-D60E29A287BC}	59 ARROWTOWN-LAKE HAYES ROAD RD 1 QUEENSTOWN 9371	Aib-24	Sewerage	TPBS Valves	Non Return Valve	1994	01/01/1994	$4,297.75	$4,297.75	$387.29	$4,685.04	Indemnity	$1,807.21
Queenstown Lakes District Council	Queenstown Lakes District, Otago	10147010	10142548	3417	{11D272C7-95C7-40F1-AB59-FC7B0216C5DD}	NORFOLK STREET	Aib-24	Sewerage	TPBS Valves	Valve	1994	01/01/1994	$3,125.92	$3,125.92	$281.69	$3,407.62	Indemnity	$1,314.46
Queenstown Lakes District Council	Queenstown Lakes District, Otago	10147011	10142552	3440	{2190EC7C-4D3B-4B45-B25E-D60E29A287BC}	59 ARROWTOWN-LAKE HAYES ROAD RD 1 QUEENSTOWN 9371	Aib-24	Sewerage	TPBS Valves	Non Return Valve	1994	01/01/1994	$4,297.75	$4,297.75	$387.29	$4,685.04	Indemnity	$1,807.21
Queenstown Lakes District Council	Queenstown Lakes District, Otago	10147012	10142608	3804	{EC813BBC-0598-4A04-85B0-910A34B3C69A}	4 SHOTOVER DELTA ROAD LOWER SHOTOVER QUEENSTOWN 9304	Aib-24	Sewerage	Electrical Equipment	Switchboard	1998	01/01/1998	$166,199.74	$166,199.74	$14,977.16	$181,176.89	Reinstatement	$181,176.89
Queenstown Lakes District Council	Queenstown Lakes District, Otago	10147014	10142608	210753	{EC813BBC-0598-4A04-85B0-910A34B3C69A}	4 SHOTOVER DELTA ROAD LOWER SHOTOVER QUEENSTOWN 9304	Aib-24	Sewerage	Electrical Equipment	Switchboard	1994	01/01/1994	$166,199.74	$166,199.74	$14,977.16	$181,176.89	Reinstatement	$181,176.89
Queenstown Lakes District Council	Queenstown Lakes District, Otago	10147016	10142608	3801	{EC813BBC-0598-4A04-85B0-910A34B3C69A}	4 SHOTOVER DELTA ROAD LOWER SHOTOVER QUEENSTOWN 9304	Aib-24	Sewerage	Electrical Equipment	Switchboard	1994	01/01/1994	$166,199.74	$166,199.74	$14,977.16	$181,176.89	Reinstatement	$181,176.89
Queenstown Lakes District Council	Queenstown Lakes District, Otago	10147017	10142608	3806	{EC813BBC-0598-4A04-85B0-910A34B3C69A}	4 SHOTOVER DELTA ROAD LOWER SHOTOVER QUEENSTOWN 9304	Aib-24	Sewerage	Electrical Equipment	Switchboard	1998	01/01/1998	$166,199.74	$166,199.74	$14,977.16	$181,176.89	Reinstatement	$181,176.89
Queenstown Lakes District Council	Queenstown Lakes District, Otago	10147020	10142608	3807	{EC813BBC-0598-4A04-85B0-910A34B3C69A}	4 SHOTOVER DELTA ROAD LOWER SHOTOVER QUEENSTOWN 9304	Aib-24	Sewerage	Electrical Equipment	Switchboard	2001	01/01/2001	$166,199.74	$166,199.74	$14,977.16	$181,176.89	Reinstatement	$181,176.89
Queenstown Lakes District Council	Queenstown Lakes District, Otago	10147021	10142608	3805	{EC813BBC-0598-4A04-85B0-910A34B3C69A}	4 SHOTOVER DELTA ROAD LOWER SHOTOVER QUEENSTOWN 9304	Aib-24	Sewerage	Electrical Equipment	Switchboard	1998	01/01/1998	$166,199.74	$166,199.74	$14,977.16	$181,176.89	Reinstatement	$181,176.89
Queenstown Lakes District Council	Queenstown Lakes District, Otago	10147022	10142608	3803	{EC813BBC-0598-4A04-85B0-910A34B3C69A}	4 SHOTOVER DELTA ROAD LOWER SHOTOVER QUEENSTOWN 9304	Aib-24	Sewerage	Electrical Equipment	Switchboard	1998	01/01/1998	$166,199.74	$166,199.74	$14,977.16	$181,176.89	Reinstatement	$181,176.89
Queenstown Lakes District Council	Queenstown Lakes District, Otago	10147025	10142616	3285	{CEB3A98D-56AF-4112-97B4-9788EEBEF95E}	91 WILDING ROAD RD 1 QUEENSTOWN 9371	Aib-24	Water Supply	Electrical Equipment	Variable Speed Drive	2002	01/01/2002	$22,993.58	$22,993.58	$2,072.08	$25,065.66	Indemnity	$4,774.37
Queenstown Lakes District Council	Queenstown Lakes District, Otago	10147026	10142554	3457	{5DEDF20F-21CC-4219-BFCC-1771FF6DC8FD}	700 MOKE LAKE ROAD BEN LOMOND QUEENSTOWN 9371	Aib-24	Sewerage	Electrical Equipment	Variable Speed Drive	2000	01/01/2000	$28,041.04	$28,041.04	$2,526.93	$30,567.97	Indemnity	$2,090.10
Queenstown Lakes District Council	Queenstown Lakes District, Otago	10147027	10142554	3456	{5DEDF20F-21CC-4219-BFCC-1771FF6DC8FD}	700 MOKE LAKE ROAD BEN LOMOND QUEENSTOWN 9371	Aib-24	Sewerage	Electrical Equipment	Variable Speed Drive	2000	01/01/2000	$28,041.04	$28,041.04	$2,526.93	$30,567.97	Indemnity	$2,090.10
Queenstown Lakes District Council	Queenstown Lakes District, Otago	10147028	10142608	3802	{EC813BBC-0598-4A04-85B0-910A34B3C69A}	4 SHOTOVER DELTA ROAD LOWER SHOTOVER QUEENSTOWN 9304	Aib-24	Sewerage	Electrical Equipment	Switchboard	1994	01/01/1994	$166,199.74	$166,199.74	$14,977.16	$181,176.89	Reinstatement	$181,176.89
Queenstown Lakes District Council	Queenstown Lakes District, Otago	10147029	10142563	3631	{CB7B9861-B30B-4228-84FC-359A0F479C52}	MARINE PARADE QUEENSTOWN 9300	Aib-24	Sewerage	Flow Meter	Flowmeter	1997	01/01/1997	$29,163.96	$29,163.96	$2,628.12	$31,792.08	Reinstatement	$31,792.08
Queenstown Lakes District Council	Queenstown Lakes District, Otago	10147030	10142564	3658	{BFBFBB84-D102-4ACA-8418-8B4EB42050A5}	PARK STREET QUEENSTOWN 9300	Aib-24	Sewerage	Flow Meter	Flowmeter	1998	01/01/1998	$29,163.96	$29,163.96	$2,628.12	$31,792.08	Indemnity	$2,018.53
Queenstown Lakes District Council	Queenstown Lakes District, Otago	10147031	10142564	3656	{BFBFBB84-D102-4ACA-8418-8B4EB42050A5}	PARK STREET QUEENSTOWN 9300	Aib-24	Sewerage	Hoist	Hoist	1997	01/01/1997	$8,323.87	$8,323.87	$750.11	$9,073.97	Indemnity	$556.25
Queenstown Lakes District Council	Queenstown Lakes District, Otago	10147032	10142558	3480	{8140ABC2-039A-4444-AE36-570292AD2576}	13 LAKE AVENUE FRANKTON QUEENSTOWN 9300	Aib-24	Sewerage	Miscellaneous	Lightening Arrester	2001	01/01/2001	$33,027.58	$33,027.58	$2,976.29	$36,003.88	Indemnity	$2,560.25
Queenstown Lakes District Council	Queenstown Lakes District, Otago	10147033	10142564	3657	{BFBFBB84-D102-4ACA-8418-8B4EB42050A5}	PARK STREET QUEENSTOWN 9300	Aib-24	Sewerage	Miscellaneous	Lightening Arrester	2001	01/01/2001	$33,027.58	$33,027.58	$2,976.29	$36,003.88	Indemnity	$2,560.25
Queenstown Lakes District Council	Queenstown Lakes District, Otago	10147034	10142568	3675	{8523046E-B0EC-4155-A27B-D667AE130C1B}	GLENORCHY-QUEENSTOWN ROAD CLOSEBURN QUEENSTOWN 9371	Aib-24	Sewerage	Miscellaneous	Lightening Arrester	1997	01/01/1997	$33,027.58	$33,027.58	$2,976.29	$36,003.88	Indemnity	$2,207.11
Queenstown Lakes District Council	Queenstown Lakes District, Otago	10147035	10143002	3402	{465BBA9D-A72B-4141-95A1-6042907D1F05}	224 MCDONNELL ROAD RD 1 QUEENSTOWN 9371	Aib-24	Sewerage	Electrical Equipment	Level Control	2005	01/01/2005	$40,357.55	$40,357.55	$3,636.84	$43,994.39	Indemnity	$9,385.39
Queenstown Lakes District Council	Queenstown Lakes District, Otago	10147036	10142608	241262	{EC813BBC-0598-4A04-85B0-910A34B3C69A}	4 SHOTOVER DELTA ROAD LOWER SHOTOVER QUEENSTOWN 9304	Aib-24	Sewerage	Pumps	Pump	2013	27/07/2013	$38,998.39	$38,998.39	$3,514.36	$42,512.75	Reinstatement	$42,512.75
Queenstown Lakes District Council	Queenstown Lakes District, Otago	10147038	10142613	250981	{A8583AED-3506-4687-84A0-9DB24649ADD6}	WANAKA-MOUNT ASPIRING ROAD WANAKA 9382	Aib-24	Water Supply	Generator	Generator	2014	30/06/2014	$161,054.41	$161,054.41	$14,513.48	$175,567.90	Indemnity	$104,039.31
Queenstown Lakes District Council	Queenstown Lakes District, Otago	10147039	10142539	3748	{0B658591-43FC-44ED-BDF7-7AC00D2567EF}	DUNGARVON STREET WANAKA 9305	Aib-24	Sewerage	Generator	Generator	1996	01/01/1996	$144,772.31	$144,772.31	$13,046.22	$157,818.52	Reinstatement	$157,818.52
Queenstown Lakes District Council	Queenstown Lakes District, Otago	10147040	10142580	3735	{CBD06528-72E0-4678-BC4A-93B207D1B10E}	163 ARDMORE STREET WANAKA 9305	Aib-24	Sewerage	Generator	Generator	1996	01/01/1996	$121,233.27	$121,233.27	$10,924.99	$132,158.25	Reinstatement	$132,158.25
Queenstown Lakes District Council	Queenstown Lakes District, Otago	10147041	10142608	3927	{EC813BBC-0598-4A04-85B0-910A34B3C69A}	4 SHOTOVER DELTA ROAD LOWER SHOTOVER QUEENSTOWN 9304	Aib-24	Sewerage	Structures	Mechanical Screen	1994	01/01/1994	$281,379.67	$281,379.67	$25,356.64	$306,736.31	Reinstatement	$306,736.31
Queenstown Lakes District Council	Queenstown Lakes District, Otago	10147042	10142608	3928	{EC813BBC-0598-4A04-85B0-910A34B3C69A}	4 SHOTOVER DELTA ROAD LOWER SHOTOVER QUEENSTOWN 9304	Aib-24	Sewerage	Structures	Mechanical Screen	2002	01/01/2002	$281,379.67	$281,379.67	$25,356.64	$306,736.31	Reinstatement	$306,736.31
Queenstown Lakes District Council	Queenstown Lakes District, Otago	10147043	10142608	3911	{EC813BBC-0598-4A04-85B0-910A34B3C69A}	4 SHOTOVER DELTA ROAD LOWER SHOTOVER QUEENSTOWN 9304	Aib-24	Sewerage	Fan	Fan	2009	01/01/2009	$2,368.70	$2,368.70	$213.46	$2,582.16	Reinstatement	$2,582.16
Queenstown Lakes District Council	Queenstown Lakes District, Otago	10147044	10142604	3811	{14EF4B20-0465-4DBA-8FFE-97C7DBFF07C5}	DOMAIN ROAD RD 2 WANAKA 9382	Aib-24	Sewerage	Electrical Equipment	Switchboard	1999	01/01/1999	$166,199.74	$166,199.74	$14,977.16	$181,176.89	Indemnity	$11,929.24
Queenstown Lakes District Council	Queenstown Lakes District, Otago	10147045	10142629	202026	{C75F3211-48B4-43FE-89B4-3DC012DEEDC8}	ATLEY ROAD	Aib-24	Sewerage	Electrical Equipment	Switchboard	2008	01/02/2008	$55,901.90	$55,901.90	$5,037.62	$60,939.52	Indemnity	$14,773.09
Queenstown Lakes District Council	Queenstown Lakes District, Otago	10147046	10142638	210559	{05647476-047E-4AD5-A8D2-AB82711D1032}	HIGHVIEW TCE	Aib-24	Water Supply	Electrical Equipment	Switchboard	2000	01/01/2000	$9,684.18	$9,684.18	$872.69	$10,556.87	Indemnity	$721.83
Queenstown Lakes District Council	Queenstown Lakes District, Otago	10147047	10142636	210002	{E72E6318-3003-43F2-9F40-D8239F7AA13D}	28 STRAINS ROAD RD 1 QUEENSTOWN 9371	Aib-24	Water Supply	Electrical Equipment	Switchboard			$196,896.58	$196,896.58	$17,743.42	$214,640.00	Indemnity	$36,340.84
Queenstown Lakes District Council	Queenstown Lakes District, Otago	10147048	10142621	79253	{3FA57A6E-A114-45D3-9D90-DD589BD3AA1C}	MIDDELTON ROAD	Aib-24	Water Supply	Pumps	Pump	2006	01/01/2006	$20,475.82	$20,475.82	$1,845.19	$22,321.01	Indemnity	$4,960.18
Queenstown Lakes District Council	Queenstown Lakes District, Otago	10147049	10142621	79254	{3FA57A6E-A114-45D3-9D90-DD589BD3AA1C}	MIDDELTON ROAD	Aib-24	Water Supply	Pumps	Pump	2006	01/01/2006	$20,475.82	$20,475.82	$1,845.19	$22,321.01	Indemnity	$4,960.18
Queenstown Lakes District Council	Queenstown Lakes District, Otago	10147050	10142634	209964	{3F54E71F-EAD9-4A6F-B04D-907BB9BDE28F}	28 STRAINS ROAD RD 1 QUEENSTOWN 9371	Aib-24	Sewerage	Pumps	Pump	2007	01/01/2007	$16,381.82	$16,381.82	$1,476.25	$17,858.07	Indemnity	$4,140.96
Queenstown Lakes District Council	Queenstown Lakes District, Otago	10147051	10142634	209963	{3F54E71F-EAD9-4A6F-B04D-907BB9BDE28F}	28 STRAINS ROAD RD 1 QUEENSTOWN 9371	Aib-24	Sewerage	Pumps	Pump	2007	01/01/2007	$16,381.82	$16,381.82	$1,476.25	$17,858.07	Indemnity	$4,140.96
Queenstown Lakes District Council	Queenstown Lakes District, Otago	10147052	10142554	3454	{5DEDF20F-21CC-4219-BFCC-1771FF6DC8FD}	700 MOKE LAKE ROAD BEN LOMOND QUEENSTOWN 9371	Aib-24	Sewerage	Pumps	Pump	2000	01/01/2000	$69,341.39	$69,341.39	$6,248.73	$75,590.11	Indemnity	$5,168.51
Queenstown Lakes District Council	Queenstown Lakes District, Otago	10147053	10142621	79248	{3FA57A6E-A114-45D3-9D90-DD589BD3AA1C}	MIDDELTON ROAD	Aib-24	Water Supply	Pumps	Pump	2006	01/01/2006	$20,475.82	$20,475.82	$1,845.19	$22,321.01	Indemnity	$4,960.18
Queenstown Lakes District Council	Queenstown Lakes District, Otago	10147054	10142554	3453	{5DEDF20F-21CC-4219-BFCC-1771FF6DC8FD}	700 MOKE LAKE ROAD BEN LOMOND QUEENSTOWN 9371	Aib-24	Sewerage	Pumps	Pump	2000	01/01/2000	$69,341.39	$69,341.39	$6,248.73	$75,590.11	Indemnity	$5,168.51
Queenstown Lakes District Council	Queenstown Lakes District, Otago	10147055	10143002	206864	{465BBA9D-A72B-4141-95A1-6042907D1F05}	224 MCDONNELL ROAD RD 1 QUEENSTOWN 9371	Aib-24	Sewerage	TPBS Valves	Isolating Valve			$3,125.92	$3,125.92	$281.69	$3,407.62	Indemnity	$1,658.72
Queenstown Lakes District Council	Queenstown Lakes District, Otago	10147056	10142631	210080	{AF6301FF-6B9D-4DB1-B65E-270D91236E4D}	215 TUCKER BEACH ROAD RD 1 QUEENSTOWN 9371	Aib-24	Sewerage	TPBS Valves	Isolating Valve	2010	01/05/2010	$2,540.03	$2,540.03	$228.90	$2,768.92	Indemnity	$1,811.10
Queenstown Lakes District Council	Queenstown Lakes District, Otago	10147057	10142621	209566	{3FA57A6E-A114-45D3-9D90-DD589BD3AA1C}	MIDDELTON ROAD	Aib-24	Water Supply	TPBS Valves	Non Return Valve			$5,469.55	$5,469.55	$492.89	$5,962.44	Indemnity	$3,499.93
Queenstown Lakes District Council	Queenstown Lakes District, Otago	10147058	10143002	206862	{465BBA9D-A72B-4141-95A1-6042907D1F05}	224 MCDONNELL ROAD RD 1 QUEENSTOWN 9371	Aib-24	Sewerage	TPBS Valves	Non Return Valve			$4,492.50	$4,492.50	$404.84	$4,897.34	Indemnity	$2,383.87
Queenstown Lakes District Council	Queenstown Lakes District, Otago	10147059	10142629	206917	{C75F3211-48B4-43FE-89B4-3DC012DEEDC8}	ATLEY ROAD	Aib-24	Sewerage	TPBS Valves	Non Return Valve	2008	01/02/2008	$977.06	$977.06	$88.05	$1,065.11	Indemnity	$660.94
Queenstown Lakes District Council	Queenstown Lakes District, Otago	10147060	10142645	231088	{C696D0E2-F1C3-4077-89A7-A5EC3516416F}	BEACON POINT ROAD WANAKA 9305	Aib-24	Sewerage	TPBS Valves	Isolating Valve	2011	01/12/2011	$2,540.03	$2,540.03	$228.90	$2,768.92	Indemnity	$1,857.54
Queenstown Lakes District Council	Queenstown Lakes District, Otago	10147061	10142621	79263	{3FA57A6E-A114-45D3-9D90-DD589BD3AA1C}	MIDDELTON ROAD	Aib-24	Water Supply	TPBS Valves	Valve			$977.06	$977.06	$88.05	$1,065.11	Indemnity	$625.22
Queenstown Lakes District Council	Queenstown Lakes District, Otago	10147062	10142628	202043	{C7D28BC6-260F-4E2E-87A2-AFB6947A9322}	14 HEATON PARK DRIVE WANAKA 9305	Aib-24	Water Supply	TPBS Valves	Non Return Valve			$977.06	$977.06	$88.05	$1,065.11	Indemnity	$541.00
Queenstown Lakes District Council	Queenstown Lakes District, Otago	10147063	10142631	210081	{AF6301FF-6B9D-4DB1-B65E-270D91236E4D}	215 TUCKER BEACH ROAD RD 1 QUEENSTOWN 9371	Aib-24	Sewerage	TPBS Valves	Isolating Valve	2010	01/05/2010	$2,540.03	$2,540.03	$228.90	$2,768.92	Indemnity	$1,811.10
Queenstown Lakes District Council	Queenstown Lakes District, Otago	10147064	10142621	209565	{3FA57A6E-A114-45D3-9D90-DD589BD3AA1C}	MIDDELTON ROAD	Aib-24	Water Supply	TPBS Valves	Non Return Valve			$977.06	$977.06	$88.05	$1,065.11	Indemnity	$625.22
Queenstown Lakes District Council	Queenstown Lakes District, Otago	10147065	10142645	231091	{C696D0E2-F1C3-4077-89A7-A5EC3516416F}	BEACON POINT ROAD WANAKA 9305	Aib-24	Sewerage	TPBS Valves	Non Return Valve	2011	01/12/2011	$977.06	$977.06	$88.05	$1,065.11	Indemnity	$714.53
Queenstown Lakes District Council	Queenstown Lakes District, Otago	10147066	10142631	210083	{AF6301FF-6B9D-4DB1-B65E-270D91236E4D}	215 TUCKER BEACH ROAD RD 1 QUEENSTOWN 9371	Aib-24	Sewerage	TPBS Valves	Non Return Valve	2010	01/05/2010	$977.06	$977.06	$88.05	$1,065.11	Indemnity	$696.67
Queenstown Lakes District Council	Queenstown Lakes District, Otago	10147067	10143002	3404	{465BBA9D-A72B-4141-95A1-6042907D1F05}	224 MCDONNELL ROAD RD 1 QUEENSTOWN 9371	Aib-24	Sewerage	TPBS Valves	Non Return Valve	2005	01/01/2005	$4,492.50	$4,492.50	$404.84	$4,897.34	Indemnity	$2,698.96
Queenstown Lakes District Council	Queenstown Lakes District, Otago	10147068	10142631	210082	{AF6301FF-6B9D-4DB1-B65E-270D91236E4D}	215 TUCKER BEACH ROAD RD 1 QUEENSTOWN 9371	Aib-24	Sewerage	TPBS Valves	Non Return Valve	2010	01/05/2010	$977.06	$977.06	$88.05	$1,065.11	Indemnity	$696.67
Queenstown Lakes District Council	Queenstown Lakes District, Otago	10147069	10142621	79260	{3FA57A6E-A114-45D3-9D90-DD589BD3AA1C}	MIDDELTON ROAD	Aib-24	Water Supply	TPBS Valves	Valve			$977.06	$977.06	$88.05	$1,065.11	Indemnity	$625.22
Queenstown Lakes District Council	Queenstown Lakes District, Otago	10147070	10142629	206919	{C75F3211-48B4-43FE-89B4-3DC012DEEDC8}	ATLEY ROAD	Aib-24	Sewerage	TPBS Valves	Non Return Valve	2008	01/02/2008	$977.06	$977.06	$88.05	$1,065.11	Indemnity	$660.94
Queenstown Lakes District Council	Queenstown Lakes District, Otago	10147071	10142645	231090	{C696D0E2-F1C3-4077-89A7-A5EC3516416F}	BEACON POINT ROAD WANAKA 9305	Aib-24	Sewerage	TPBS Valves	Non Return Valve	2011	01/12/2011	$977.06	$977.06	$88.05	$1,065.11	Indemnity	$714.53
Queenstown Lakes District Council	Queenstown Lakes District, Otago	10147072	10142621	79268	{3FA57A6E-A114-45D3-9D90-DD589BD3AA1C}	MIDDELTON ROAD	Aib-24	Water Supply	TPBS Valves	Non Return Valve			$977.06	$977.06	$88.05	$1,065.11	Indemnity	$625.22
Queenstown Lakes District Council	Queenstown Lakes District, Otago	10147073	10142621	79265	{3FA57A6E-A114-45D3-9D90-DD589BD3AA1C}	MIDDELTON ROAD	Aib-24	Water Supply	TPBS Valves	Valve			$977.06	$977.06	$88.05	$1,065.11	Indemnity	$625.22
Queenstown Lakes District Council	Queenstown Lakes District, Otago	10147074	10142629	206918	{C75F3211-48B4-43FE-89B4-3DC012DEEDC8}	ATLEY ROAD	Aib-24	Sewerage	TPBS Valves	Non Return Valve	2008	01/02/2008	$977.06	$977.06	$88.05	$1,065.11	Indemnity	$660.94
Queenstown Lakes District Council	Queenstown Lakes District, Otago	10147075	10142621	209564	{3FA57A6E-A114-45D3-9D90-DD589BD3AA1C}	MIDDELTON ROAD	Aib-24	Water Supply	TPBS Valves	Non Return Valve			$977.06	$977.06	$88.05	$1,065.11	Indemnity	$625.22
Queenstown Lakes District Council	Queenstown Lakes District, Otago	10147076	10142621	79262	{3FA57A6E-A114-45D3-9D90-DD589BD3AA1C}	MIDDELTON ROAD	Aib-24	Water Supply	TPBS Valves	Valve			$977.06	$977.06	$88.05	$1,065.11	Indemnity	$625.22
Queenstown Lakes District Council	Queenstown Lakes District, Otago	10147077	10143002	3403	{465BBA9D-A72B-4141-95A1-6042907D1F05}	224 MCDONNELL ROAD RD 1 QUEENSTOWN 9371	Aib-24	Sewerage	TPBS Valves	Non Return Valve	2005	01/01/2005	$4,492.50	$4,492.50	$404.84	$4,897.34	Indemnity	$2,698.96
Queenstown Lakes District Council	Queenstown Lakes District, Otago	10147078	10142629	206916	{C75F3211-48B4-43FE-89B4-3DC012DEEDC8}	ATLEY ROAD	Aib-24	Sewerage	TPBS Valves	Non Return Valve	2008	01/02/2008	$977.06	$977.06	$88.05	$1,065.11	Indemnity	$660.94
Queenstown Lakes District Council	Queenstown Lakes District, Otago	10147079	10142645	231089	{C696D0E2-F1C3-4077-89A7-A5EC3516416F}	BEACON POINT ROAD WANAKA 9305	Aib-24	Sewerage	TPBS Valves	Isolating Valve	2011	01/12/2011	$2,540.03	$2,540.03	$228.90	$2,768.92	Indemnity	$1,857.54
Queenstown Lakes District Council	Queenstown Lakes District, Otago	10147080	10142621	79261	{3FA57A6E-A114-45D3-9D90-DD589BD3AA1C}	MIDDELTON ROAD	Aib-24	Water Supply	TPBS Valves	Valve			$977.06	$977.06	$88.05	$1,065.11	Indemnity	$625.22
Queenstown Lakes District Council	Queenstown Lakes District, Otago	10147081	10142621	79267	{3FA57A6E-A114-45D3-9D90-DD589BD3AA1C}	MIDDELTON ROAD	Aib-24	Water Supply	TPBS Valves	Valve			$977.06	$977.06	$88.05	$1,065.11	Indemnity	$625.22
Queenstown Lakes District Council	Queenstown Lakes District, Otago	10147082	10142621	79264	{3FA57A6E-A114-45D3-9D90-DD589BD3AA1C}	MIDDELTON ROAD	Aib-24	Water Supply	TPBS Valves	Valve			$977.06	$977.06	$88.05	$1,065.11	Indemnity	$625.22
Queenstown Lakes District Council	Queenstown Lakes District, Otago	10147083	10142621	79266	{3FA57A6E-A114-45D3-9D90-DD589BD3AA1C}	MIDDELTON ROAD	Aib-24	Water Supply	TPBS Valves	Valve			$977.06	$977.06	$88.05	$1,065.11	Indemnity	$625.22
Queenstown Lakes District Council	Queenstown Lakes District, Otago	10147084	10005518	79280	{485B5BCB-7204-442E-A295-CB9D12E0D584}	FLORENCE CLOSE QUEENSTOWN HILL QUEENSTOWN 9300	Aib-24	Water Supply	Structures	Reservoir			$33,524.89	$33,524.89	$3,021.11	$36,546.00	Reinstatement	$36,546.00
Queenstown Lakes District Council	Queenstown Lakes District, Otago	10147085	10005518	79282	{485B5BCB-7204-442E-A295-CB9D12E0D584}	FLORENCE CLOSE QUEENSTOWN HILL QUEENSTOWN 9300	Aib-24	Water Supply	Structures	Reservoir			$33,524.89	$33,524.89	$3,021.11	$36,546.00	Reinstatement	$36,546.00
Queenstown Lakes District Council	Queenstown Lakes District, Otago	10147086	10005518	79281	{485B5BCB-7204-442E-A295-CB9D12E0D584}	FLORENCE CLOSE QUEENSTOWN HILL QUEENSTOWN 9300	Aib-24	Water Supply	Structures	Reservoir			$33,524.89	$33,524.89	$3,021.11	$36,546.00	Reinstatement	$36,546.00
Queenstown Lakes District Council	Queenstown Lakes District, Otago	10147087	10005518	79285	{485B5BCB-7204-442E-A295-CB9D12E0D584}	FLORENCE CLOSE QUEENSTOWN HILL QUEENSTOWN 9300	Aib-24	Water Supply	Structures	Reservoir			$33,524.89	$33,524.89	$3,021.11	$36,546.00	Reinstatement	$36,546.00
Queenstown Lakes District Council	Queenstown Lakes District, Otago	10147088	10005518	79284	{485B5BCB-7204-442E-A295-CB9D12E0D584}	FLORENCE CLOSE QUEENSTOWN HILL QUEENSTOWN 9300	Aib-24	Water Supply	Structures	Reservoir			$33,524.89	$33,524.89	$3,021.11	$36,546.00	Reinstatement	$36,546.00
Queenstown Lakes District Council	Queenstown Lakes District, Otago	10147089	10005518	79286	{485B5BCB-7204-442E-A295-CB9D12E0D584}	FLORENCE CLOSE QUEENSTOWN HILL QUEENSTOWN 9300	Aib-24	Water Supply	Structures	Reservoir			$16,383.91	$16,383.91	$1,476.44	$17,860.35	Reinstatement	$17,860.35
Queenstown Lakes District Council	Queenstown Lakes District, Otago	10147090	10005518	79283	{485B5BCB-7204-442E-A295-CB9D12E0D584}	FLORENCE CLOSE QUEENSTOWN HILL QUEENSTOWN 9300	Aib-24	Water Supply	Structures	Reservoir			$33,524.89	$33,524.89	$3,021.11	$36,546.00	Reinstatement	$36,546.00
Queenstown Lakes District Council	Queenstown Lakes District, Otago	10147091	10142600	210267	{EA00FD14-D04D-4FB9-A0BA-93E642E8E429}	PENINSULA ROAD KELVIN HEIGHTS QUEENSTOWN 9300	Aib-24	Water Supply	Generator	Generator	2010	21/04/2010	$762,796.21	$762,796.21	$68,739.69	$831,535.90	Indemnity	$415,764.25
Queenstown Lakes District Council	Queenstown Lakes District, Otago	10147093	10142625	79337	{6EFDB77B-3B91-437E-8013-7F0743951CC5}	ALBERTOWN	Aib-24	Sewerage	Generator	Generator	2008	04/11/2008	$99,817.74	$99,817.74	$8,995.12	$108,812.86	Indemnity	$48,360.84
Queenstown Lakes District Council	Queenstown Lakes District, Otago	10147094	10142603	209696	{EC46EEB1-EF9F-48C0-95C7-4CA024BE0281}	GLENORCHY-QUEENSTOWN ROAD CLOSEBURN QUEENSTOWN 9371	Aib-24	Water Supply	Generator	Generator	2010	24/02/2010	$99,817.74	$99,817.74	$8,995.12	$108,812.86	Reinstatement	$108,812.86
Queenstown Lakes District Council	Queenstown Lakes District, Otago	10147095	10142601	206782	{8B5EA8A0-1142-4E33-8F12-0992C807F3CD}	LAKE ESPLANADE QUEENSTOWN 9300	Aib-24	Water Supply	Generator	Generator			$100,172.92	$100,172.92	$9,027.12	$109,200.04	Indemnity	$3,882.63
Queenstown Lakes District Council	Queenstown Lakes District, Otago	10147096	10142624	79338	{98499929-9F82-4319-BF12-E9E0ABE5ED5C}	SIR TIM WALLIS DRIVE RD 2 WANAKA 9305	Aib-24	Sewerage	Generator	Generator	2008	04/11/2008	$99,817.74	$99,817.74	$8,995.12	$108,812.86	Indemnity	$48,360.84
Queenstown Lakes District Council	Queenstown Lakes District, Otago	10147097	10142626	79339	{FE08E59C-05A5-4DFE-AC48-E6BED98B0C33}	ALBERTOWN	Aib-24	Sewerage	Generator	Generator	2008	04/11/2008	$81,943.38	$81,943.38	$7,384.36	$89,327.74	Indemnity	$39,700.87
Queenstown Lakes District Council	Queenstown Lakes District, Otago	10147098	10142635	209980	{948DF4DA-5250-428E-90B7-018D9982AB8A}	19 ELLEN JOHNSON TERRACE RD 1 QUEENSTOWN 9371	Aib-24	Sewerage	TPBS Valves	Valve	2007	01/01/2007	$2,148.86	$2,148.86	$193.65	$2,342.51	Indemnity	$1,414.33
Queenstown Lakes District Council	Queenstown Lakes District, Otago	10147099	10142635	209984	{948DF4DA-5250-428E-90B7-018D9982AB8A}	19 ELLEN JOHNSON TERRACE RD 1 QUEENSTOWN 9371	Aib-24	Sewerage	TPBS Valves	Non Return Valve	2007	01/01/2007	$2,148.86	$2,148.86	$193.65	$2,342.51	Indemnity	$1,414.33
Queenstown Lakes District Council	Queenstown Lakes District, Otago	10147100	10115350	227498	{B7214F29-F8F6-49EE-BF1D-F3E3B5DC9FDF}	MIDDLESEX STREET ARROWTOWN 9302	Aib-24	Water Supply	TPBS Valves	Isolating Valve	2012	03/02/2012	$6,641.37	$6,641.37	$598.49	$7,239.87	Reinstatement	$7,239.87
Queenstown Lakes District Council	Queenstown Lakes District, Otago	10147101	10142626	216859	{FE08E59C-05A5-4DFE-AC48-E6BED98B0C33}	ALBERTOWN	Aib-24	Sewerage	TPBS Valves	Valve	2008	04/11/2008	$11,718.13	$11,718.13	$1,055.98	$12,774.12	Indemnity	$7,926.84
Queenstown Lakes District Council	Queenstown Lakes District, Otago	10147102	10142635	209979	{948DF4DA-5250-428E-90B7-018D9982AB8A}	19 ELLEN JOHNSON TERRACE RD 1 QUEENSTOWN 9371	Aib-24	Sewerage	TPBS Valves	Valve	2007	01/01/2007	$2,148.86	$2,148.86	$193.65	$2,342.51	Indemnity	$1,414.33
Queenstown Lakes District Council	Queenstown Lakes District, Otago	10147103	10142571	3514	{B26B8863-F991-4F34-B294-63CF59D384E9}	CEMETERY ROAD	Aib-24	Sewerage	TPBS Valves	Valve	2003	01/01/2003	$2,929.53	$2,929.53	$264.00	$3,193.53	Indemnity	$1,892.44
Queenstown Lakes District Council	Queenstown Lakes District, Otago	10147104	10142625	79344	{6EFDB77B-3B91-437E-8013-7F0743951CC5}	ALBERTOWN	Aib-24	Sewerage	TPBS Valves	Valve	2008	04/11/2008	$11,718.13	$11,718.13	$1,055.98	$12,774.12	Indemnity	$7,926.84
Queenstown Lakes District Council	Queenstown Lakes District, Otago	10147105	10005505	224662	{00F87ED9-8ED6-4173-9C62-F8ED3378342B}	PLANTATION ROAD WANAKA 9305	Aib-24	Water Supply	TPBS Valves	Valve	2011	04/07/2011	$4,101.35	$4,101.35	$369.59	$4,470.94	Reinstatement	$4,470.94
Queenstown Lakes District Council	Queenstown Lakes District, Otago	10147106	10142593	3827	{409601BD-D90E-4E61-9D6C-6B85D0F4DF2D}	WIDGEON PLACE LAKE HAYES QUEENSTOWN 9304	Aib-24	Water Supply	TPBS Valves	Valve	2006	01/01/2006	$2,148.86	$2,148.86	$193.65	$2,342.51	Indemnity	$1,375.04
Queenstown Lakes District Council	Queenstown Lakes District, Otago	10147107	10142624	79346	{98499929-9F82-4319-BF12-E9E0ABE5ED5C}	SIR TIM WALLIS DRIVE RD 2 WANAKA 9305	Aib-24	Sewerage	TPBS Valves	Valve	2008	04/11/2008	$11,718.13	$11,718.13	$1,055.98	$12,774.12	Indemnity	$7,926.84
Queenstown Lakes District Council	Queenstown Lakes District, Otago	10147108	10142635	209978	{948DF4DA-5250-428E-90B7-018D9982AB8A}	19 ELLEN JOHNSON TERRACE RD 1 QUEENSTOWN 9371	Aib-24	Sewerage	TPBS Valves	Valve	2007	01/01/2007	$2,148.86	$2,148.86	$193.65	$2,342.51	Indemnity	$1,414.33
Queenstown Lakes District Council	Queenstown Lakes District, Otago	10147109	10142635	209985	{948DF4DA-5250-428E-90B7-018D9982AB8A}	19 ELLEN JOHNSON TERRACE RD 1 QUEENSTOWN 9371	Aib-24	Sewerage	TPBS Valves	Non Return Valve	2007	01/01/2007	$2,148.86	$2,148.86	$193.65	$2,342.51	Indemnity	$1,414.33
Queenstown Lakes District Council	Queenstown Lakes District, Otago	10147110	10142568	207001	{8523046E-B0EC-4155-A27B-D667AE130C1B}	GLENORCHY-QUEENSTOWN ROAD CLOSEBURN QUEENSTOWN 9371	Aib-24	Sewerage	TPBS Valves	Non Return Valve	2009	01/08/2009	$2,148.86	$2,148.86	$193.65	$2,342.51	Indemnity	$1,492.91
Queenstown Lakes District Council	Queenstown Lakes District, Otago	10147111	10142549	224390	{9A5BC8CC-0C45-4D57-96DC-3C687931084D}	109 MCDONNELL ROAD ARROWTOWN 9302	Aib-24	Sewerage	TPBS Valves	Valve	2011	04/07/2011	$2,148.86	$2,148.86	$193.65	$2,342.51	Indemnity	$1,571.48
Queenstown Lakes District Council	Queenstown Lakes District, Otago	10147112	10142549	224391	{9A5BC8CC-0C45-4D57-96DC-3C687931084D}	109 MCDONNELL ROAD ARROWTOWN 9302	Aib-24	Sewerage	TPBS Valves	Valve	2011	04/07/2011	$2,148.86	$2,148.86	$193.65	$2,342.51	Indemnity	$1,571.48
Queenstown Lakes District Council	Queenstown Lakes District, Otago	10147113	10142571	3516	{B26B8863-F991-4F34-B294-63CF59D384E9}	CEMETERY ROAD	Aib-24	Sewerage	TPBS Valves	Non Return Valve	2003	01/01/2003	$2,929.53	$2,929.53	$264.00	$3,193.53	Indemnity	$1,892.44
Queenstown Lakes District Council	Queenstown Lakes District, Otago	10147114	10142547	224330	{AEADAC2C-9FD2-4F50-B20B-CCB6EF8C23A7}	1125 MALAGHANS ROAD RD 1 QUEENSTOWN 9371	Aib-24	Sewerage	TPBS Valves	Valve	2011	04/07/2011	$2,929.53	$2,929.53	$264.00	$3,193.53	Indemnity	$2,142.39
Queenstown Lakes District Council	Queenstown Lakes District, Otago	10147115	10142549	224392	{9A5BC8CC-0C45-4D57-96DC-3C687931084D}	109 MCDONNELL ROAD ARROWTOWN 9302	Aib-24	Sewerage	TPBS Valves	Valve	2011	04/07/2011	$2,148.86	$2,148.86	$193.65	$2,342.51	Indemnity	$1,571.48
Queenstown Lakes District Council	Queenstown Lakes District, Otago	10147116	10142591	210997	{8CFCEF46-86CC-4D39-BCE8-AF5BF3F312BF}	OXENBRIDGE TUNNEL ROAD RD 1 QUEENSTOWN 9371	Aib-24	Water Supply	TPBS Valves	Valve			$977.06	$977.06	$88.05	$1,065.11	Indemnity	$315.59
Queenstown Lakes District Council	Queenstown Lakes District, Otago	10147117	10142626	79349	{FE08E59C-05A5-4DFE-AC48-E6BED98B0C33}	ALBERTOWN	Aib-24	Sewerage	TPBS Valves	Valve	2008	04/11/2008	$11,718.13	$11,718.13	$1,055.98	$12,774.12	Indemnity	$7,926.84
Queenstown Lakes District Council	Queenstown Lakes District, Otago	10147118	10142625	79342	{6EFDB77B-3B91-437E-8013-7F0743951CC5}	ALBERTOWN	Aib-24	Sewerage	TPBS Valves	Valve	2008	04/11/2008	$11,718.13	$11,718.13	$1,055.98	$12,774.12	Indemnity	$7,926.84
Queenstown Lakes District Council	Queenstown Lakes District, Otago	10147119	10142568	207002	{8523046E-B0EC-4155-A27B-D667AE130C1B}	GLENORCHY-QUEENSTOWN ROAD CLOSEBURN QUEENSTOWN 9371	Aib-24	Sewerage	TPBS Valves	Non Return Valve	2009	01/08/2009	$2,148.86	$2,148.86	$193.65	$2,342.51	Indemnity	$1,492.91
Queenstown Lakes District Council	Queenstown Lakes District, Otago	10147120	10142635	209983	{948DF4DA-5250-428E-90B7-018D9982AB8A}	19 ELLEN JOHNSON TERRACE RD 1 QUEENSTOWN 9371	Aib-24	Sewerage	TPBS Valves	Non Return Valve	2007	01/01/2007	$2,148.86	$2,148.86	$193.65	$2,342.51	Indemnity	$1,414.33
Queenstown Lakes District Council	Queenstown Lakes District, Otago	10147121	10005505	224666	{00F87ED9-8ED6-4173-9C62-F8ED3378342B}	PLANTATION ROAD WANAKA 9305	Aib-24	Water Supply	TPBS Valves	Valve	2011	04/07/2011	$8,790.24	$8,790.24	$792.14	$9,582.37	Reinstatement	$9,582.37
Queenstown Lakes District Council	Queenstown Lakes District, Otago	10147122	10142624	79347	{98499929-9F82-4319-BF12-E9E0ABE5ED5C}	SIR TIM WALLIS DRIVE RD 2 WANAKA 9305	Aib-24	Sewerage	TPBS Valves	Valve	2008	04/11/2008	$11,718.13	$11,718.13	$1,055.98	$12,774.12	Indemnity	$7,926.84
Queenstown Lakes District Council	Queenstown Lakes District, Otago	10147123	10115350	227497	{B7214F29-F8F6-49EE-BF1D-F3E3B5DC9FDF}	MIDDLESEX STREET ARROWTOWN 9302	Aib-24	Water Supply	TPBS Valves	Isolating Valve	2012	03/02/2012	$8,204.33	$8,204.33	$739.34	$8,943.67	Reinstatement	$8,943.67
Queenstown Lakes District Council	Queenstown Lakes District, Otago	10147124	10142571	3515	{B26B8863-F991-4F34-B294-63CF59D384E9}	CEMETERY ROAD	Aib-24	Sewerage	TPBS Valves	Valve	2003	01/01/2003	$2,929.53	$2,929.53	$264.00	$3,193.53	Indemnity	$1,892.44
Queenstown Lakes District Council	Queenstown Lakes District, Otago	10147125	10142571	209584	{B26B8863-F991-4F34-B294-63CF59D384E9}	CEMETERY ROAD	Aib-24	Sewerage	Misc	Camlock Coupling	2003	01/01/2003	$3,542.26	$3,542.26	$319.21	$3,861.47	Indemnity	$2,288.26
Queenstown Lakes District Council	Queenstown Lakes District, Otago	10147126	10142625	79343	{6EFDB77B-3B91-437E-8013-7F0743951CC5}	ALBERTOWN	Aib-24	Sewerage	TPBS Valves	Valve	2008	04/11/2008	$11,718.13	$11,718.13	$1,055.98	$12,774.12	Indemnity	$7,926.84
Queenstown Lakes District Council	Queenstown Lakes District, Otago	10147127	10142624	238613	{98499929-9F82-4319-BF12-E9E0ABE5ED5C}	SIR TIM WALLIS DRIVE RD 2 WANAKA 9305	Aib-24	Sewerage	TPBS Valves	Non Return Valve	2008	04/11/2008	$4,492.50	$4,492.50	$404.84	$4,897.34	Indemnity	$3,039.00
Queenstown Lakes District Council	Queenstown Lakes District, Otago	10147128	10142664	250703	{8B7815F9-F066-4EF4-8660-1250182FF865}	49 FRANKTON ROAD QUEENSTOWN 9300	Aib-24	Water Supply	TPBS Valves	Non Return Valve	2014	02/03/2014	$3,320.69	$3,320.69	$299.25	$3,619.93	Indemnity	$2,574.15
Queenstown Lakes District Council	Queenstown Lakes District, Otago	10147129	10142664	250702	{8B7815F9-F066-4EF4-8660-1250182FF865}	49 FRANKTON ROAD QUEENSTOWN 9300	Aib-24	Water Supply	TPBS Valves	Non Return Valve	2014	02/03/2014	$3,320.69	$3,320.69	$299.25	$3,619.93	Indemnity	$2,574.15
Queenstown Lakes District Council	Queenstown Lakes District, Otago	10147130	10142626	216858	{FE08E59C-05A5-4DFE-AC48-E6BED98B0C33}	ALBERTOWN	Aib-24	Sewerage	TPBS Valves	Valve	2008	04/11/2008	$11,718.13	$11,718.13	$1,055.98	$12,774.12	Indemnity	$7,926.84
Queenstown Lakes District Council	Queenstown Lakes District, Otago	10147131	10142664	250705	{8B7815F9-F066-4EF4-8660-1250182FF865}	49 FRANKTON ROAD QUEENSTOWN 9300	Aib-24	Water Supply	TPBS Valves	Non Return Valve	2014	02/03/2014	$3,320.69	$3,320.69	$299.25	$3,619.93	Indemnity	$2,574.15
Queenstown Lakes District Council	Queenstown Lakes District, Otago	10147132	10142624	79345	{98499929-9F82-4319-BF12-E9E0ABE5ED5C}	SIR TIM WALLIS DRIVE RD 2 WANAKA 9305	Aib-24	Sewerage	TPBS Valves	Non Return Valve	2008	04/11/2008	$4,492.50	$4,492.50	$404.84	$4,897.34	Indemnity	$3,039.00
Queenstown Lakes District Council	Queenstown Lakes District, Otago	10147133	10142664	250704	{8B7815F9-F066-4EF4-8660-1250182FF865}	49 FRANKTON ROAD QUEENSTOWN 9300	Aib-24	Water Supply	TPBS Valves	Non Return Valve	2014	02/03/2014	$3,320.69	$3,320.69	$299.25	$3,619.93	Indemnity	$2,574.15
Queenstown Lakes District Council	Queenstown Lakes District, Otago	10147134	10142625	79341	{6EFDB77B-3B91-437E-8013-7F0743951CC5}	ALBERTOWN	Aib-24	Sewerage	TPBS Valves	Valve	2008	04/11/2008	$11,718.13	$11,718.13	$1,055.98	$12,774.12	Indemnity	$7,926.84
Queenstown Lakes District Council	Queenstown Lakes District, Otago	10147135	10142626	79348	{FE08E59C-05A5-4DFE-AC48-E6BED98B0C33}	ALBERTOWN	Aib-24	Sewerage	TPBS Valves	Valve	2008	04/11/2008	$11,718.13	$11,718.13	$1,055.98	$12,774.12	Indemnity	$7,926.84
Queenstown Lakes District Council	Queenstown Lakes District, Otago	10147136	10142600	210369	{EA00FD14-D04D-4FB9-A0BA-93E642E8E429}	PENINSULA ROAD KELVIN HEIGHTS QUEENSTOWN 9300	Aib-24	Water Supply	Fan	Fan	1984	01/01/1984	$28,254.69	$28,254.69	$2,546.18	$30,800.88	Indemnity	$1,303.73
Queenstown Lakes District Council	Queenstown Lakes District, Otago	10147137	10142625	79340	{6EFDB77B-3B91-437E-8013-7F0743951CC5}	ALBERTOWN	Aib-24	Sewerage	Blower	Air Blower	2008	04/11/2008	$62,048.53	$62,048.53	$5,591.53	$67,640.06	Indemnity	$16,397.44
Queenstown Lakes District Council	Queenstown Lakes District, Otago	10147138	10142627	79386	{7AE69CE2-C9B4-45F2-BCC0-7DCB1E4A6C66}	16 LLOYD DUNN AVENUE RD 2 WANAKA 9305	Aib-24	Sewerage	Blower	Air Blower	2008	04/11/2008	$345,835.32	$345,835.32	$31,165.09	$377,000.41	Reinstatement	$377,000.41
Queenstown Lakes District Council	Queenstown Lakes District, Otago	10147139	10142627	79384	{7AE69CE2-C9B4-45F2-BCC0-7DCB1E4A6C66}	16 LLOYD DUNN AVENUE RD 2 WANAKA 9305	Aib-24	Sewerage	Blower	Air Blower	2008	04/11/2008	$345,835.32	$345,835.32	$31,165.09	$377,000.41	Reinstatement	$377,000.41
Queenstown Lakes District Council	Queenstown Lakes District, Otago	10147140	10142627	79385	{7AE69CE2-C9B4-45F2-BCC0-7DCB1E4A6C66}	16 LLOYD DUNN AVENUE RD 2 WANAKA 9305	Aib-24	Sewerage	Blower	Air Blower	2008	04/11/2008	$345,835.32	$345,835.32	$31,165.09	$377,000.41	Reinstatement	$377,000.41
Queenstown Lakes District Council	Queenstown Lakes District, Otago	10147141	10142627	79387	{7AE69CE2-C9B4-45F2-BCC0-7DCB1E4A6C66}	16 LLOYD DUNN AVENUE RD 2 WANAKA 9305	Aib-24	Sewerage	Blower	Air Blower	2008	04/11/2008	$345,835.32	$345,835.32	$31,165.09	$377,000.41	Reinstatement	$377,000.41
Queenstown Lakes District Council	Queenstown Lakes District, Otago	10147142	10142665	250868	{02318D7F-5BF6-4A37-9EA3-E3851CC07AC8}	DURHAM STREET ARROWTOWN 9302	Aib-24	Water Supply	Flow Meter	Flowmeter	2014	01/07/2014	$18,593.63	$18,593.63	$1,675.57	$20,269.20	Indemnity	$9,008.45
Queenstown Lakes District Council	Queenstown Lakes District, Otago	10147143	10142630	230973	{DC81B536-EA8D-4763-B2C8-0AB48FE76118}	BALMORAL	Aib-24	Water Supply	Electrical Equipment	Pressure Sensor	2012	01/06/2012	$18,998.91	$18,998.91	$1,712.09	$20,711.00	Indemnity	$7,889.83
Queenstown Lakes District Council	Queenstown Lakes District, Otago	10147144	10142576	231517	{DED59DCD-261A-4581-BEAA-12D52DDA3AD6}	KINGSTON STREET	Aib-24	Sewerage	Electrical Equipment	Pressure Transducer	2012	21/05/2012	$1,446.26	$1,446.26	$130.33	$1,576.60	Indemnity	$600.60
Queenstown Lakes District Council	Queenstown Lakes District, Otago	10147145	10142627	79411	{7AE69CE2-C9B4-45F2-BCC0-7DCB1E4A6C66}	16 LLOYD DUNN AVENUE RD 2 WANAKA 9305	Aib-24	Sewerage	Electrical Equipment	Float Switch	2008	04/11/2008	$26,240.30	$26,240.30	$2,364.66	$28,604.95	Reinstatement	$28,604.95
Queenstown Lakes District Council	Queenstown Lakes District, Otago	10147146	10142586	232167	{97022BE6-D249-4544-9DF5-2F48D8FF126F}	3840 ALICE BURN DRIVE RD 3 CROMWELL 9383	Aib-24	Water Supply	Flow Meter	Flowmeter	2012	09/10/2012	$18,958.61	$18,958.61	$1,708.46	$20,667.08	Indemnity	$7,873.10
Queenstown Lakes District Council	Queenstown Lakes District, Otago	10147147	10142627	79457	{7AE69CE2-C9B4-45F2-BCC0-7DCB1E4A6C66}	16 LLOYD DUNN AVENUE RD 2 WANAKA 9305	Aib-24	Sewerage	Electrical Equipment	pH Analyser	2008	04/11/2008	$27,658.28	$27,658.28	$2,492.44	$30,150.71	Reinstatement	$30,150.71
Queenstown Lakes District Council	Queenstown Lakes District, Otago	10147148	10142547	224292	{AEADAC2C-9FD2-4F50-B20B-CCB6EF8C23A7}	1125 MALAGHANS ROAD RD 1 QUEENSTOWN 9371	Aib-24	Sewerage	Flow Meter	Flowmeter	2011	01/04/2011	$18,958.61	$18,958.61	$1,708.46	$20,667.08	Indemnity	$6,998.31
Queenstown Lakes District Council	Queenstown Lakes District, Otago	10147149	10142627	79412	{7AE69CE2-C9B4-45F2-BCC0-7DCB1E4A6C66}	16 LLOYD DUNN AVENUE RD 2 WANAKA 9305	Aib-24	Sewerage	Electrical Equipment	Float Switch	2008	04/11/2008	$26,240.30	$26,240.30	$2,364.66	$28,604.95	Reinstatement	$28,604.95
Queenstown Lakes District Council	Queenstown Lakes District, Otago	10147150	10142602	250912	{9C18173E-1F6A-44D4-8785-624992AA7CD5}	GLENORCHY-QUEENSTOWN ROAD CLOSEBURN QUEENSTOWN 9371	Aib-24	Water Supply	Electrical Equipment	Pressure Sensor	2015	01/03/2015	$16,507.04	$16,507.04	$1,487.54	$17,994.58	Indemnity	$8,797.27
Queenstown Lakes District Council	Queenstown Lakes District, Otago	10147151	10005508	230966	{63031EA5-52EB-43AB-B0B8-1BB5B3456BFF}	SHIEL STREET GLENORCHY 9372	Aib-24	Water Supply	Flow Meter	Flowmeter	2012	29/07/2012	$18,958.61	$18,958.61	$1,708.46	$20,667.08	Reinstatement	$20,667.08
Queenstown Lakes District Council	Queenstown Lakes District, Otago	10147152	10142627	79416	{7AE69CE2-C9B4-45F2-BCC0-7DCB1E4A6C66}	16 LLOYD DUNN AVENUE RD 2 WANAKA 9305	Aib-24	Sewerage	Electrical Equipment	Float Switch	2008	04/11/2008	$26,240.30	$26,240.30	$2,364.66	$28,604.95	Reinstatement	$28,604.95
Queenstown Lakes District Council	Queenstown Lakes District, Otago	10147153	10142597	230969	{E53D3297-9713-4766-9806-99D9683A4DF7}	MANCHESTER PLACE QUEENSTOWN 9300	Aib-24	Water Supply	Flow Meter	Flowmeter	2012	01/06/2012	$13,854.72	$13,854.72	$1,248.52	$15,103.24	Indemnity	$5,753.56
Queenstown Lakes District Council	Queenstown Lakes District, Otago	10147154	10142627	79413	{7AE69CE2-C9B4-45F2-BCC0-7DCB1E4A6C66}	16 LLOYD DUNN AVENUE RD 2 WANAKA 9305	Aib-24	Sewerage	Electrical Equipment	Float Switch	2008	04/11/2008	$26,240.30	$26,240.30	$2,364.66	$28,604.95	Reinstatement	$28,604.95
Queenstown Lakes District Council	Queenstown Lakes District, Otago	10147155	10142664	250694	{8B7815F9-F066-4EF4-8660-1250182FF865}	49 FRANKTON ROAD QUEENSTOWN 9300	Aib-24	Water Supply	Flow Meter	Flowmeter	2014	02/03/2014	$18,593.63	$18,593.63	$1,675.57	$20,269.20	Indemnity	$9,008.45
Queenstown Lakes District Council	Queenstown Lakes District, Otago	10147156	10142627	79435	{7AE69CE2-C9B4-45F2-BCC0-7DCB1E4A6C66}	16 LLOYD DUNN AVENUE RD 2 WANAKA 9305	Aib-24	Sewerage	Electrical Equipment	Float Switch	2008	04/11/2008	$26,240.30	$26,240.30	$2,364.66	$28,604.95	Reinstatement	$28,604.95
Queenstown Lakes District Council	Queenstown Lakes District, Otago	10147157	10142639	240585	{AF4FF693-BC8F-4063-A66B-BEF6C5395D18}	WAN-LUGG HWY	Aib-24	Sewerage	Flow Meter	Flowmeter	2013	06/05/2013	$18,958.61	$18,958.61	$1,708.46	$20,667.08	Indemnity	$8,747.89
Queenstown Lakes District Council	Queenstown Lakes District, Otago	10147158	10115352	240861	{BBA4219C-0FF4-496F-B1E2-F27090A5983E}	MANCHESTER PLACE QUEENSTOWN 9300	Aib-24	Water Supply	Flow Meter	Flowmeter	2013	19/06/2013	$18,593.63	$18,593.63	$1,675.57	$20,269.20	Reinstatement	$20,269.20
Queenstown Lakes District Council	Queenstown Lakes District, Otago	10147159	10142558	249740	{8140ABC2-039A-4444-AE36-570292AD2576}	13 LAKE AVENUE FRANKTON QUEENSTOWN 9300	Aib-24	Sewerage	Flow Meter	Flowmeter	2014	27/07/2014	$19,323.61	$19,323.61	$1,741.36	$21,064.97	Indemnity	$9,362.13
Queenstown Lakes District Council	Queenstown Lakes District, Otago	10147160	10142604	210806	{14EF4B20-0465-4DBA-8FFE-97C7DBFF07C5}	DOMAIN ROAD RD 2 WANAKA 9382	Aib-24	Sewerage	Flow Meter	Flowmeter	2010	01/08/2010	$18,958.61	$18,958.61	$1,708.46	$20,667.08	Indemnity	$6,123.52
Queenstown Lakes District Council	Queenstown Lakes District, Otago	10147161	10142552	206971	{2190EC7C-4D3B-4B45-B25E-D60E29A287BC}	59 ARROWTOWN-LAKE HAYES ROAD RD 1 QUEENSTOWN 9371	Aib-24	Sewerage	Electrical Equipment	Pressure Sensor			$25,799.77	$25,799.77	$2,324.96	$28,124.73	Indemnity	$1,562.47
Queenstown Lakes District Council	Queenstown Lakes District, Otago	10147162	10115352	240862	{BBA4219C-0FF4-496F-B1E2-F27090A5983E}	MANCHESTER PLACE QUEENSTOWN 9300	Aib-24	Water Supply	Flow Meter	Flowmeter	2013	19/06/2013	$18,593.63	$18,593.63	$1,675.57	$20,269.20	Reinstatement	$20,269.20
Queenstown Lakes District Council	Queenstown Lakes District, Otago	10147163	10142604	210808	{14EF4B20-0465-4DBA-8FFE-97C7DBFF07C5}	DOMAIN ROAD RD 2 WANAKA 9382	Aib-24	Sewerage	Electrical Equipment	pH Analyser	2010	01/08/2010	$25,103.85	$25,103.85	$2,262.24	$27,366.10	Indemnity	$8,108.40
Queenstown Lakes District Council	Queenstown Lakes District, Otago	10147164	10142643	240244	{6772A231-EDB6-427F-A65D-04E54E1F5C40}	14 WANAKA-LUGGATE HIGHWAY RD 2 WANAKA 9382	Aib-24	Water Supply	Flow Meter	Flowmeter	2013	01/06/2013	$18,958.61	$18,958.61	$1,708.46	$20,667.08	Indemnity	$6,483.73
Queenstown Lakes District Council	Queenstown Lakes District, Otago	10147165	10142627	79410	{7AE69CE2-C9B4-45F2-BCC0-7DCB1E4A6C66}	16 LLOYD DUNN AVENUE RD 2 WANAKA 9305	Aib-24	Sewerage	Electrical Equipment	Float Switch	2008	04/11/2008	$26,240.30	$26,240.30	$2,364.66	$28,604.95	Reinstatement	$28,604.95
Queenstown Lakes District Council	Queenstown Lakes District, Otago	10147166	10142627	79409	{7AE69CE2-C9B4-45F2-BCC0-7DCB1E4A6C66}	16 LLOYD DUNN AVENUE RD 2 WANAKA 9305	Aib-24	Sewerage	Electrical Equipment	Float Switch	2008	04/11/2008	$26,240.30	$26,240.30	$2,364.66	$28,604.95	Reinstatement	$28,604.95
Queenstown Lakes District Council	Queenstown Lakes District, Otago	10147167	10142573	231516	{B06B8B8A-D4E6-4CEE-94DC-B61B7504E3BD}	WAIMANA PLACE WANAKA 9305	Aib-24	Sewerage	Electrical Equipment	Pressure Transducer	2012	21/05/2012	$1,446.26	$1,446.26	$130.33	$1,576.60	Indemnity	$600.60
Queenstown Lakes District Council	Queenstown Lakes District, Otago	10147168	10142571	231431	{B26B8863-F991-4F34-B294-63CF59D384E9}	CEMETERY ROAD	Aib-24	Sewerage	Electrical Equipment	Pressure Transducer	2012	21/05/2012	$1,446.26	$1,446.26	$130.33	$1,576.60	Indemnity	$600.60
Queenstown Lakes District Council	Queenstown Lakes District, Otago	10147169	10142554	224512	{5DEDF20F-21CC-4219-BFCC-1771FF6DC8FD}	700 MOKE LAKE ROAD BEN LOMOND QUEENSTOWN 9371	Aib-24	Sewerage	Flow Meter	Flowmeter	2011	20/08/2011	$18,958.61	$18,958.61	$1,708.46	$20,667.08	Indemnity	$6,998.31
Queenstown Lakes District Council	Queenstown Lakes District, Otago	10147170	10142587	250977	{036A3D05-D9AB-460F-9DE6-565470B8F619}	GLENORCHY-QUEENSTOWN ROAD CLOSEBURN QUEENSTOWN 9371	Aib-24	Water Supply	Flow Meter	Flowmeter	2015	01/06/2015	$18,593.63	$18,593.63	$1,675.57	$20,269.20	Indemnity	$9,909.30
Queenstown Lakes District Council	Queenstown Lakes District, Otago	10147171	10142627	79417	{7AE69CE2-C9B4-45F2-BCC0-7DCB1E4A6C66}	16 LLOYD DUNN AVENUE RD 2 WANAKA 9305	Aib-24	Sewerage	Electrical Equipment	Float Switch	2008	04/11/2008	$26,240.30	$26,240.30	$2,364.66	$28,604.95	Reinstatement	$28,604.95
Queenstown Lakes District Council	Queenstown Lakes District, Otago	10147172	10142627	79482	{7AE69CE2-C9B4-45F2-BCC0-7DCB1E4A6C66}	16 LLOYD DUNN AVENUE RD 2 WANAKA 9305	Aib-24	Sewerage	Electrical Equipment	Temperature Indicato	2008	04/11/2008	$1,655.59	$1,655.59	$149.19	$1,804.79	Reinstatement	$1,804.79
Queenstown Lakes District Council	Queenstown Lakes District, Otago	10147173	10142597	240863	{E53D3297-9713-4766-9806-99D9683A4DF7}	MANCHESTER PLACE QUEENSTOWN 9300	Aib-24	Water Supply	Flow Meter	Flowmeter	2013	01/07/2013	$18,593.63	$18,593.63	$1,675.57	$20,269.20	Indemnity	$8,107.61
Queenstown Lakes District Council	Queenstown Lakes District, Otago	10147174	10142627	79485	{7AE69CE2-C9B4-45F2-BCC0-7DCB1E4A6C66}	16 LLOYD DUNN AVENUE RD 2 WANAKA 9305	Aib-24	Sewerage	Electrical Equipment	Temperature Indicato	2008	04/11/2008	$1,655.59	$1,655.59	$149.19	$1,804.79	Reinstatement	$1,804.79
Queenstown Lakes District Council	Queenstown Lakes District, Otago	10147176	10005508	233012	{63031EA5-52EB-43AB-B0B8-1BB5B3456BFF}	SHIEL STREET GLENORCHY 9372	Aib-24	Water Supply	Flow Meter	Flowmeter	2012	29/07/2012	$18,958.61	$18,958.61	$1,708.46	$20,667.08	Reinstatement	$20,667.08
Queenstown Lakes District Council	Queenstown Lakes District, Otago	10147177	10142664	250700	{8B7815F9-F066-4EF4-8660-1250182FF865}	49 FRANKTON ROAD QUEENSTOWN 9300	Aib-24	Water Supply	Flow Meter	Flowmeter	2014	02/03/2014	$18,593.63	$18,593.63	$1,675.57	$20,269.20	Indemnity	$9,008.45
Queenstown Lakes District Council	Queenstown Lakes District, Otago	10147178	10142619	250875	{89034D7D-5C5D-4987-9FB3-9F51E14509EE}	PENINSULA ROAD KELVIN HEIGHTS QUEENSTOWN 9300	Aib-24	Water Supply	Flow Meter	Flowmeter	2014	30/09/2014	$18,593.63	$18,593.63	$1,675.57	$20,269.20	Indemnity	$9,008.45
Queenstown Lakes District Council	Queenstown Lakes District, Otago	10147179	10142573	240584	{B06B8B8A-D4E6-4CEE-94DC-B61B7504E3BD}	WAIMANA PLACE WANAKA 9305	Aib-24	Sewerage	Flow Meter	Flowmeter	2013	08/05/2013	$18,958.61	$18,958.61	$1,708.46	$20,667.08	Indemnity	$8,747.89
Queenstown Lakes District Council	Queenstown Lakes District, Otago	10147180	10142658	237034	{D458CA5E-B986-47C6-AD40-8359B08B7A97}	13 LAKE AVENUE FRANKTON QUEENSTOWN 9300	Aib-24	Sewerage	Flow Meter	Flowmeter	2012	08/08/2012	$18,958.61	$18,958.61	$1,708.46	$20,667.08	Reinstatement	$20,667.08
Queenstown Lakes District Council	Queenstown Lakes District, Otago	10147181	10115350	227503	{B7214F29-F8F6-49EE-BF1D-F3E3B5DC9FDF}	MIDDLESEX STREET ARROWTOWN 9302	Aib-24	Water Supply	Flow Meter	Flowmeter	2012	03/02/2012	$18,958.61	$18,958.61	$1,708.46	$20,667.08	Reinstatement	$20,667.08
Queenstown Lakes District Council	Queenstown Lakes District, Otago	10147182	10142627	79419	{7AE69CE2-C9B4-45F2-BCC0-7DCB1E4A6C66}	16 LLOYD DUNN AVENUE RD 2 WANAKA 9305	Aib-24	Sewerage	Electrical Equipment	Float Switch	2008	04/11/2008	$26,240.30	$26,240.30	$2,364.66	$28,604.95	Reinstatement	$28,604.95
Queenstown Lakes District Council	Queenstown Lakes District, Otago	10147183	10005507	221503	{A8C199A0-C5B2-4990-994B-AF9EB468DB56}	ATKINS ROAD LUGGATE WANAKA 9382	Aib-24	Water Supply	Flow Meter	Flowmeter	2011	04/02/2011	$18,958.61	$18,958.61	$1,708.46	$20,667.08	Reinstatement	$20,667.08
Queenstown Lakes District Council	Queenstown Lakes District, Otago	10147184	10142627	79418	{7AE69CE2-C9B4-45F2-BCC0-7DCB1E4A6C66}	16 LLOYD DUNN AVENUE RD 2 WANAKA 9305	Aib-24	Sewerage	Electrical Equipment	Float Switch	2008	04/11/2008	$26,240.30	$26,240.30	$2,364.66	$28,604.95	Reinstatement	$28,604.95
Queenstown Lakes District Council	Queenstown Lakes District, Otago	10147185	10142630	230972	{DC81B536-EA8D-4763-B2C8-0AB48FE76118}	BALMORAL	Aib-24	Water Supply	Electrical Equipment	Pressure Sensor	2012	01/06/2012	$18,998.91	$18,998.91	$1,712.09	$20,711.00	Indemnity	$7,889.83
Queenstown Lakes District Council	Queenstown Lakes District, Otago	10147186	10142628	240803	{C7D28BC6-260F-4E2E-87A2-AFB6947A9322}	14 HEATON PARK DRIVE WANAKA 9305	Aib-24	Water Supply	Electrical Equipment	Pressure Gauge	2013	25/06/2013	$903.13	$903.13	$81.39	$984.52	Indemnity	$416.72
Queenstown Lakes District Council	Queenstown Lakes District, Otago	10147187	10142539	231518	{0B658591-43FC-44ED-BDF7-7AC00D2567EF}	DUNGARVON STREET WANAKA 9305	Aib-24	Sewerage	Electrical Equipment	Pressure Transducer	2012	21/05/2012	$1,446.26	$1,446.26	$130.33	$1,576.60	Reinstatement	$1,576.60
Queenstown Lakes District Council	Queenstown Lakes District, Otago	10147188	10142627	79433	{7AE69CE2-C9B4-45F2-BCC0-7DCB1E4A6C66}	16 LLOYD DUNN AVENUE RD 2 WANAKA 9305	Aib-24	Sewerage	Electrical Equipment	Float Switch	2008	04/11/2008	$26,240.30	$26,240.30	$2,364.66	$28,604.95	Reinstatement	$28,604.95
Queenstown Lakes District Council	Queenstown Lakes District, Otago	10147189	10005512	257772	{FAF4422F-0A45-4CDC-9ADC-86B77D110FA3}	JIMS WAY RD 1 QUEENSTOWN 9371	Aib-24	Water Supply	Flow Meter	Flowmeter	2014	01/09/2014	$18,593.63	$18,593.63	$1,675.57	$20,269.20	Reinstatement	$20,269.20
Queenstown Lakes District Council	Queenstown Lakes District, Otago	10147190	10142626	217505	{FE08E59C-05A5-4DFE-AC48-E6BED98B0C33}	ALBERTOWN	Aib-24	Sewerage	Electrical Equipment	Pressure Transducer	2008	01/07/2008	$1,655.59	$1,655.59	$149.19	$1,804.79	Indemnity	$381.96
Queenstown Lakes District Council	Queenstown Lakes District, Otago	10147191	10142627	79458	{7AE69CE2-C9B4-45F2-BCC0-7DCB1E4A6C66}	16 LLOYD DUNN AVENUE RD 2 WANAKA 9305	Aib-24	Sewerage	Electrical Equipment	pH Analyser	2008	04/11/2008	$27,658.28	$27,658.28	$2,492.44	$30,150.71	Reinstatement	$30,150.71
Queenstown Lakes District Council	Queenstown Lakes District, Otago	10147192	10142660	240852	{EFE10C76-4D92-4A85-A159-E40F4969B18B}	#N/A	Aib-24	Water Supply	Electrical Equipment	Pressure Gauge	2013	24/06/2013	$903.13	$903.13	$81.39	$984.52	Indemnity	$393.80
Queenstown Lakes District Council	Queenstown Lakes District, Otago	10147193	10142609	221491	{E418C03F-E51F-4F64-BCDB-3076A1CA7AD1}	#N/A	Aib-24	Water Supply	Flow Meter	Flowmeter	2011	14/04/2011	$18,958.61	$18,958.61	$1,708.46	$20,667.08	Indemnity	$6,998.31
Queenstown Lakes District Council	Queenstown Lakes District, Otago	10147194	10142627	79481	{7AE69CE2-C9B4-45F2-BCC0-7DCB1E4A6C66}	16 LLOYD DUNN AVENUE RD 2 WANAKA 9305	Aib-24	Sewerage	Electrical Equipment	Temperature Indicato	2008	04/11/2008	$1,655.59	$1,655.59	$149.19	$1,804.79	Reinstatement	$1,804.79
Queenstown Lakes District Council	Queenstown Lakes District, Otago	10147195	10142627	79420	{7AE69CE2-C9B4-45F2-BCC0-7DCB1E4A6C66}	16 LLOYD DUNN AVENUE RD 2 WANAKA 9305	Aib-24	Sewerage	Electrical Equipment	Float Switch	2008	04/11/2008	$26,240.30	$26,240.30	$2,364.66	$28,604.95	Reinstatement	$28,604.95
Queenstown Lakes District Council	Queenstown Lakes District, Otago	10147196	10142604	210815	{14EF4B20-0465-4DBA-8FFE-97C7DBFF07C5}	DOMAIN ROAD RD 2 WANAKA 9382	Aib-24	Sewerage	Miscellaneous	Assembly Kit	2010	01/08/2010	$1,335.15	$1,335.15	$120.32	$1,455.47	Indemnity	$431.25
Queenstown Lakes District Council	Queenstown Lakes District, Otago	10147197	10142587	230965	{036A3D05-D9AB-460F-9DE6-565470B8F619}	GLENORCHY-QUEENSTOWN ROAD CLOSEBURN QUEENSTOWN 9371	Aib-24	Water Supply	Electrical Equipment	pH Analyser	2012	29/06/2012	$24,161.26	$24,161.26	$2,177.30	$26,338.56	Indemnity	$5,852.96
Queenstown Lakes District Council	Queenstown Lakes District, Otago	10147198	10142552	206972	{2190EC7C-4D3B-4B45-B25E-D60E29A287BC}	59 ARROWTOWN-LAKE HAYES ROAD RD 1 QUEENSTOWN 9371	Aib-24	Sewerage	Electrical Equipment	Pressure Sensor			$25,799.77	$25,799.77	$2,324.96	$28,124.73	Indemnity	$1,562.47
Queenstown Lakes District Council	Queenstown Lakes District, Otago	10147199	10115350	227502	{B7214F29-F8F6-49EE-BF1D-F3E3B5DC9FDF}	MIDDLESEX STREET ARROWTOWN 9302	Aib-24	Water Supply	Flow Meter	Flowmeter	2012	03/02/2012	$18,958.61	$18,958.61	$1,708.46	$20,667.08	Reinstatement	$20,667.08
Queenstown Lakes District Council	Queenstown Lakes District, Otago	10147200	10142549	224331	{9A5BC8CC-0C45-4D57-96DC-3C687931084D}	109 MCDONNELL ROAD ARROWTOWN 9302	Aib-24	Sewerage	Flow Meter	Flowmeter	2011	04/07/2011	$18,958.61	$18,958.61	$1,708.46	$20,667.08	Indemnity	$6,998.31
Queenstown Lakes District Council	Queenstown Lakes District, Otago	10147201	10142627	79428	{7AE69CE2-C9B4-45F2-BCC0-7DCB1E4A6C66}	16 LLOYD DUNN AVENUE RD 2 WANAKA 9305	Aib-24	Sewerage	Electrical Equipment	Float Switch	2008	04/11/2008	$26,240.30	$26,240.30	$2,364.66	$28,604.95	Reinstatement	$28,604.95
Queenstown Lakes District Council	Queenstown Lakes District, Otago	10147202	10115350	227504	{B7214F29-F8F6-49EE-BF1D-F3E3B5DC9FDF}	MIDDLESEX STREET ARROWTOWN 9302	Aib-24	Water Supply	Flow Meter	Flowmeter	2012	03/02/2012	$18,958.61	$18,958.61	$1,708.46	$20,667.08	Reinstatement	$20,667.08
Queenstown Lakes District Council	Queenstown Lakes District, Otago	10147203	10142627	79484	{7AE69CE2-C9B4-45F2-BCC0-7DCB1E4A6C66}	16 LLOYD DUNN AVENUE RD 2 WANAKA 9305	Aib-24	Sewerage	Electrical Equipment	Temperature Indicato	2008	04/11/2008	$1,655.59	$1,655.59	$149.19	$1,804.79	Reinstatement	$1,804.79
Queenstown Lakes District Council	Queenstown Lakes District, Otago	10147204	10142595	242744	{C34329D2-030B-4A6A-AC91-5DC53195E362}	MARINA DRIVER	Aib-24	Water Supply	Flow Meter	Flowmeter	2013	01/05/2013	$18,593.63	$18,593.63	$1,675.57	$20,269.20	Indemnity	$8,107.61
Queenstown Lakes District Council	Queenstown Lakes District, Otago	10147205	10142619	250876	{89034D7D-5C5D-4987-9FB3-9F51E14509EE}	PENINSULA ROAD KELVIN HEIGHTS QUEENSTOWN 9300	Aib-24	Water Supply	Flow Meter	Flowmeter	2014	30/09/2014	$18,593.63	$18,593.63	$1,675.57	$20,269.20	Indemnity	$9,008.45
Queenstown Lakes District Council	Queenstown Lakes District, Otago	10147206	10142627	79432	{7AE69CE2-C9B4-45F2-BCC0-7DCB1E4A6C66}	16 LLOYD DUNN AVENUE RD 2 WANAKA 9305	Aib-24	Sewerage	Electrical Equipment	Float Switch	2008	04/11/2008	$26,240.30	$26,240.30	$2,364.66	$28,604.95	Reinstatement	$28,604.95
Queenstown Lakes District Council	Queenstown Lakes District, Otago	10147207	10005510	257770	{B74C0D24-06EC-4EDC-8E19-B118A11D4AFD}	13 CROWS NEST ROAD ARTHURS POINT QUEENSTOWN 9371	Aib-24	Water Supply	Flow Meter	Flowmeter	2010	01/09/2010	$18,593.63	$18,593.63	$1,675.57	$20,269.20	Reinstatement	$20,269.20
Queenstown Lakes District Council	Queenstown Lakes District, Otago	10147208	10142627	79389	{7AE69CE2-C9B4-45F2-BCC0-7DCB1E4A6C66}	16 LLOYD DUNN AVENUE RD 2 WANAKA 9305	Aib-24	Sewerage	Electrical Equipment	DO Meter	2008	04/11/2008	$47,042.45	$47,042.45	$4,239.25	$51,281.70	Reinstatement	$51,281.70
Queenstown Lakes District Council	Queenstown Lakes District, Otago	10147209	10142569	250958	{201B972B-7B33-4F90-B798-F691FB77F6A7}	LAKEVIEW TERRACE RD 2 WANAKA 9382	Aib-24	Sewerage	Flow Meter	Flowmeter	2015	01/07/2015	$19,323.61	$19,323.61	$1,741.36	$21,064.97	Indemnity	$10,298.34
Queenstown Lakes District Council	Queenstown Lakes District, Otago	10147210	10142604	210843	{14EF4B20-0465-4DBA-8FFE-97C7DBFF07C5}	DOMAIN ROAD RD 2 WANAKA 9382	Aib-24	Sewerage	Miscellaneous	Assembly Kit	2010	01/08/2010	$1,335.15	$1,335.15	$120.32	$1,455.47	Indemnity	$431.25
Queenstown Lakes District Council	Queenstown Lakes District, Otago	10147211	10142627	79434	{7AE69CE2-C9B4-45F2-BCC0-7DCB1E4A6C66}	16 LLOYD DUNN AVENUE RD 2 WANAKA 9305	Aib-24	Sewerage	Electrical Equipment	Float Switch	2008	04/11/2008	$26,240.30	$26,240.30	$2,364.66	$28,604.95	Reinstatement	$28,604.95
Queenstown Lakes District Council	Queenstown Lakes District, Otago	10147212	10005516	250961	{E74399AA-B667-48B1-8E95-76E3CA7E83DC}	LAKE ESPLANADE QUEENSTOWN 9300	Aib-24	Water Supply	Flow Meter	Flowmeter	2015	01/02/2015	$18,593.63	$18,593.63	$1,675.57	$20,269.20	Reinstatement	$20,269.20
Queenstown Lakes District Council	Queenstown Lakes District, Otago	10147213	10142562	250976	{5AA4AEBA-5A65-4912-B4D5-13268CE0E2CE}	100 RIVERSIDE ROAD FRANKTON QUEENSTOWN 9300	Aib-24	Sewerage	Flow Meter	Flowmeter	2015	01/07/2015	$19,323.61	$19,323.61	$1,741.36	$21,064.97	Indemnity	$10,298.34
Queenstown Lakes District Council	Queenstown Lakes District, Otago	10147214	10142627	79483	{7AE69CE2-C9B4-45F2-BCC0-7DCB1E4A6C66}	16 LLOYD DUNN AVENUE RD 2 WANAKA 9305	Aib-24	Sewerage	Electrical Equipment	Temperature Indicato	2008	04/11/2008	$1,655.59	$1,655.59	$149.19	$1,804.79	Reinstatement	$1,804.79
Queenstown Lakes District Council	Queenstown Lakes District, Otago	10147215	10142627	79430	{7AE69CE2-C9B4-45F2-BCC0-7DCB1E4A6C66}	16 LLOYD DUNN AVENUE RD 2 WANAKA 9305	Aib-24	Sewerage	Electrical Equipment	Float Switch	2008	04/11/2008	$26,240.30	$26,240.30	$2,364.66	$28,604.95	Reinstatement	$28,604.95
Queenstown Lakes District Council	Queenstown Lakes District, Otago	10147216	10142630	230970	{DC81B536-EA8D-4763-B2C8-0AB48FE76118}	BALMORAL	Aib-24	Water Supply	Electrical Equipment	Pressure Sensor	2012	01/06/2012	$18,998.91	$18,998.91	$1,712.09	$20,711.00	Indemnity	$7,889.83
Queenstown Lakes District Council	Queenstown Lakes District, Otago	10147217	10115353	240864	{2D3FFBC7-C77D-428F-820C-9B0B5CB0AE1A}	VANCOUVER DRIVE QUEENSTOWN 9300	Aib-24	Water Supply	Flow Meter	Flowmeter	2013	12/06/2013	$18,593.63	$18,593.63	$1,675.57	$20,269.20	Reinstatement	$20,269.20
Queenstown Lakes District Council	Queenstown Lakes District, Otago	10147218	10142604	210809	{14EF4B20-0465-4DBA-8FFE-97C7DBFF07C5}	DOMAIN ROAD RD 2 WANAKA 9382	Aib-24	Sewerage	Electrical Equipment	DO Meter	2010	01/08/2010	$42,697.76	$42,697.76	$3,847.73	$46,545.48	Indemnity	$13,791.13
Queenstown Lakes District Council	Queenstown Lakes District, Otago	10147219	10142665	250869	{02318D7F-5BF6-4A37-9EA3-E3851CC07AC8}	DURHAM STREET ARROWTOWN 9302	Aib-24	Water Supply	Flow Meter	Flowmeter	2014	01/07/2014	$18,593.63	$18,593.63	$1,675.57	$20,269.20	Indemnity	$9,008.45
Queenstown Lakes District Council	Queenstown Lakes District, Otago	10147220	10142601	209690	{8B5EA8A0-1142-4E33-8F12-0992C807F3CD}	LAKE ESPLANADE QUEENSTOWN 9300	Aib-24	Water Supply	Flow Meter	Flowmeter	2012	01/11/2012	$18,958.61	$18,958.61	$1,708.46	$20,667.08	Indemnity	$5,403.11
Queenstown Lakes District Council	Queenstown Lakes District, Otago	10147221	10142645	240586	{C696D0E2-F1C3-4077-89A7-A5EC3516416F}	BEACON POINT ROAD WANAKA 9305	Aib-24	Sewerage	Flow Meter	Flowmeter	2013	17/05/2013	$18,958.61	$18,958.61	$1,708.46	$20,667.08	Indemnity	$8,747.89
Queenstown Lakes District Council	Queenstown Lakes District, Otago	10147222	10142626	224704	{FE08E59C-05A5-4DFE-AC48-E6BED98B0C33}	ALBERTOWN	Aib-24	Sewerage	Electrical Equipment	Pressure Transducer	2008	01/07/2008	$1,655.59	$1,655.59	$149.19	$1,804.79	Indemnity	$381.96
Queenstown Lakes District Council	Queenstown Lakes District, Otago	10147223	10142627	79429	{7AE69CE2-C9B4-45F2-BCC0-7DCB1E4A6C66}	16 LLOYD DUNN AVENUE RD 2 WANAKA 9305	Aib-24	Sewerage	Electrical Equipment	Float Switch	2008	04/11/2008	$26,240.30	$26,240.30	$2,364.66	$28,604.95	Reinstatement	$28,604.95
Queenstown Lakes District Council	Queenstown Lakes District, Otago	10147224	10142568	222000	{8523046E-B0EC-4155-A27B-D667AE130C1B}	GLENORCHY-QUEENSTOWN ROAD CLOSEBURN QUEENSTOWN 9371	Aib-24	Sewerage	Electrical Equipment	Pressure Sensor	2011	03/05/2011	$15,822.32	$15,822.32	$1,425.84	$17,248.16	Indemnity	$5,840.59
Queenstown Lakes District Council	Queenstown Lakes District, Otago	10147225	10142627	79431	{7AE69CE2-C9B4-45F2-BCC0-7DCB1E4A6C66}	16 LLOYD DUNN AVENUE RD 2 WANAKA 9305	Aib-24	Sewerage	Electrical Equipment	Float Switch	2008	04/11/2008	$26,240.30	$26,240.30	$2,364.66	$28,604.95	Reinstatement	$28,604.95
Queenstown Lakes District Council	Queenstown Lakes District, Otago	10147226	10142627	79388	{7AE69CE2-C9B4-45F2-BCC0-7DCB1E4A6C66}	16 LLOYD DUNN AVENUE RD 2 WANAKA 9305	Aib-24	Sewerage	Electrical Equipment	DO Meter	2008	04/11/2008	$47,042.45	$47,042.45	$4,239.25	$51,281.70	Reinstatement	$51,281.70
Queenstown Lakes District Council	Queenstown Lakes District, Otago	10147227	10142594	264444	{E616D674-93A2-4D96-B069-CD60323E1486}	GLENDA DRIVE	Aib-24	Water Supply	Flow Meter	Flowmeter	2015	15/12/2015	$18,593.63	$18,593.63	$1,675.57	$20,269.20	Indemnity	$9,909.30
Queenstown Lakes District Council	Queenstown Lakes District, Otago	10147228	10142602	250909	{9C18173E-1F6A-44D4-8785-624992AA7CD5}	GLENORCHY-QUEENSTOWN ROAD CLOSEBURN QUEENSTOWN 9371	Aib-24	Water Supply	Flow Meter	Flowmeter	2015	01/03/2015	$18,593.63	$18,593.63	$1,675.57	$20,269.20	Indemnity	$9,909.30
Queenstown Lakes District Council	Queenstown Lakes District, Otago	10147229	10142627	79390	{7AE69CE2-C9B4-45F2-BCC0-7DCB1E4A6C66}	16 LLOYD DUNN AVENUE RD 2 WANAKA 9305	Aib-24	Sewerage	Fan	Fan	2008	04/11/2008	$2,368.70	$2,368.70	$213.46	$2,582.16	Reinstatement	$2,582.16
Queenstown Lakes District Council	Queenstown Lakes District, Otago	10147230	10142627	79406	{7AE69CE2-C9B4-45F2-BCC0-7DCB1E4A6C66}	16 LLOYD DUNN AVENUE RD 2 WANAKA 9305	Aib-24	Sewerage	Miscellaneous	Grit Removal	2008	04/11/2008	$196,879.03	$196,879.03	$17,741.83	$214,620.86	Reinstatement	$214,620.86
Queenstown Lakes District Council	Queenstown Lakes District, Otago	10147232	10142627	79460	{7AE69CE2-C9B4-45F2-BCC0-7DCB1E4A6C66}	16 LLOYD DUNN AVENUE RD 2 WANAKA 9305	Aib-24	Sewerage	Pumps	Pump	2008	04/11/2008	$15,792.23	$15,792.23	$1,423.12	$17,215.36	Reinstatement	$17,215.36
Queenstown Lakes District Council	Queenstown Lakes District, Otago	10147233	10142627	79405	{7AE69CE2-C9B4-45F2-BCC0-7DCB1E4A6C66}	16 LLOYD DUNN AVENUE RD 2 WANAKA 9305	Aib-24	Sewerage	Miscellaneous	Grit Classifier	2008	04/11/2008	$193,949.21	$193,949.21	$17,477.81	$211,427.02	Reinstatement	$211,427.02
Queenstown Lakes District Council	Queenstown Lakes District, Otago	10147234	10142627	79436	{7AE69CE2-C9B4-45F2-BCC0-7DCB1E4A6C66}	16 LLOYD DUNN AVENUE RD 2 WANAKA 9305	Aib-24	Sewerage	Misc	Decanter	2008	04/11/2008	$63,244.31	$63,244.31	$5,699.29	$68,943.60	Reinstatement	$68,943.60
Queenstown Lakes District Council	Queenstown Lakes District, Otago	10147235	10142627	79437	{7AE69CE2-C9B4-45F2-BCC0-7DCB1E4A6C66}	16 LLOYD DUNN AVENUE RD 2 WANAKA 9305	Aib-24	Sewerage	Misc	Decanter	2008	04/11/2008	$63,244.31	$63,244.31	$5,699.29	$68,943.60	Reinstatement	$68,943.60
Queenstown Lakes District Council	Queenstown Lakes District, Otago	10147236	10142627	79685	{7AE69CE2-C9B4-45F2-BCC0-7DCB1E4A6C66}	16 LLOYD DUNN AVENUE RD 2 WANAKA 9305	Aib-24	Sewerage	Misc	Decanter	2008	04/11/2008	$63,244.31	$63,244.31	$5,699.29	$68,943.60	Reinstatement	$68,943.60
Queenstown Lakes District Council	Queenstown Lakes District, Otago	10147237	10142627	79475	{7AE69CE2-C9B4-45F2-BCC0-7DCB1E4A6C66}	16 LLOYD DUNN AVENUE RD 2 WANAKA 9305	Aib-24	Sewerage	Conveyor	Conveyor	2008	04/11/2008	$49,190.03	$49,190.03	$4,432.78	$53,622.81	Reinstatement	$53,622.81
Queenstown Lakes District Council	Queenstown Lakes District, Otago	10147238	10142627	79470	{7AE69CE2-C9B4-45F2-BCC0-7DCB1E4A6C66}	16 LLOYD DUNN AVENUE RD 2 WANAKA 9305	Aib-24	Sewerage	Pumps	Pump	2008	04/11/2008	$1,754.28	$1,754.28	$158.09	$1,912.36	Reinstatement	$1,912.36
Queenstown Lakes District Council	Queenstown Lakes District, Otago	10147241	10142601	217423	{8B5EA8A0-1142-4E33-8F12-0992C807F3CD}	LAKE ESPLANADE QUEENSTOWN 9300	Aib-24	Water Supply	Electrical Equipment	Soft Starter	2009	01/07/2009	$89,109.04	$89,109.04	$8,030.10	$97,139.13	Indemnity	$34,538.05
Queenstown Lakes District Council	Queenstown Lakes District, Otago	10147242	10142600	2844	{EA00FD14-D04D-4FB9-A0BA-93E642E8E429}	PENINSULA ROAD KELVIN HEIGHTS QUEENSTOWN 9300	Aib-24	Water Supply	Electrical Equipment	Soft Starter	2005	01/01/2005	$83,714.82	$83,714.82	$7,544.00	$91,258.82	Indemnity	$19,468.37
Queenstown Lakes District Council	Queenstown Lakes District, Otago	10147243	10142608	210956	{EC813BBC-0598-4A04-85B0-910A34B3C69A}	4 SHOTOVER DELTA ROAD LOWER SHOTOVER QUEENSTOWN 9304	Aib-24	Sewerage	Electrical Equipment	Soft Starter			$5,229.62	$5,229.62	$471.27	$5,700.89	Reinstatement	$5,700.89
Queenstown Lakes District Council	Queenstown Lakes District, Otago	10147244	10142627	79459	{7AE69CE2-C9B4-45F2-BCC0-7DCB1E4A6C66}	16 LLOYD DUNN AVENUE RD 2 WANAKA 9305	Aib-24	Sewerage	Electrical Equipment	Programme Logic Cont	2008	04/11/2008	$982,211.74	$982,211.74	$88,512.41	$1,070,724.15	Reinstatement	$1,070,724.15
Queenstown Lakes District Council	Queenstown Lakes District, Otago	10147245	10142568	79189	{8523046E-B0EC-4155-A27B-D667AE130C1B}	GLENORCHY-QUEENSTOWN ROAD CLOSEBURN QUEENSTOWN 9371	Aib-24	Sewerage	Electrical Equipment	Soft Starter	2007	01/01/2007	$33,054.41	$33,054.41	$2,978.71	$36,033.13	Indemnity	$3,371.49
Queenstown Lakes District Council	Queenstown Lakes District, Otago	10147246	10142600	2843	{EA00FD14-D04D-4FB9-A0BA-93E642E8E429}	PENINSULA ROAD KELVIN HEIGHTS QUEENSTOWN 9300	Aib-24	Water Supply	Electrical Equipment	Soft Starter	2005	01/01/2005	$57,399.86	$57,399.86	$5,172.61	$62,572.48	Indemnity	$13,348.68
Queenstown Lakes District Council	Queenstown Lakes District, Otago	10147248	10142558	206837	{8140ABC2-039A-4444-AE36-570292AD2576}	13 LAKE AVENUE FRANKTON QUEENSTOWN 9300	Aib-24	Sewerage	Electrical Equipment	Soft Starter			$100,158.00	$100,158.00	$9,025.78	$109,183.78	Indemnity	$3,732.75
Queenstown Lakes District Council	Queenstown Lakes District, Otago	10147249	10142608	210955	{EC813BBC-0598-4A04-85B0-910A34B3C69A}	4 SHOTOVER DELTA ROAD LOWER SHOTOVER QUEENSTOWN 9304	Aib-24	Sewerage	Electrical Equipment	Soft Starter			$5,229.62	$5,229.62	$471.27	$5,700.89	Reinstatement	$5,700.89
Queenstown Lakes District Council	Queenstown Lakes District, Otago	10147251	10142600	2842	{EA00FD14-D04D-4FB9-A0BA-93E642E8E429}	PENINSULA ROAD KELVIN HEIGHTS QUEENSTOWN 9300	Aib-24	Water Supply	Electrical Equipment	Soft Starter	2005	01/01/2005	$57,399.86	$57,399.86	$5,172.61	$62,572.48	Indemnity	$13,348.68
Queenstown Lakes District Council	Queenstown Lakes District, Otago	10147252	10142571	224678	{B26B8863-F991-4F34-B294-63CF59D384E9}	CEMETERY ROAD	Aib-24	Sewerage	Electrical Equipment	Soft Starter			$6,367.17	$6,367.17	$573.78	$6,940.95	Indemnity	$536.49
Queenstown Lakes District Council	Queenstown Lakes District, Otago	10147253	10142558	206836	{8140ABC2-039A-4444-AE36-570292AD2576}	13 LAKE AVENUE FRANKTON QUEENSTOWN 9300	Aib-24	Sewerage	Electrical Equipment	Soft Starter			$100,158.00	$100,158.00	$9,025.78	$109,183.78	Indemnity	$3,732.75
Queenstown Lakes District Council	Queenstown Lakes District, Otago	10147254	10142608	210747	{EC813BBC-0598-4A04-85B0-910A34B3C69A}	4 SHOTOVER DELTA ROAD LOWER SHOTOVER QUEENSTOWN 9304	Aib-24	Sewerage	Electrical Equipment	Switchboard	1994	01/01/1994	$166,199.74	$166,199.74	$14,977.16	$181,176.89	Reinstatement	$181,176.89
Queenstown Lakes District Council	Queenstown Lakes District, Otago	10147255	10142568	79190	{8523046E-B0EC-4155-A27B-D667AE130C1B}	GLENORCHY-QUEENSTOWN ROAD CLOSEBURN QUEENSTOWN 9371	Aib-24	Sewerage	Electrical Equipment	Soft Starter	1997	01/07/1997	$38,248.19	$38,248.19	$3,446.75	$41,694.94	Indemnity	$2,555.99
Queenstown Lakes District Council	Queenstown Lakes District, Otago	10147256	10142571	224677	{B26B8863-F991-4F34-B294-63CF59D384E9}	CEMETERY ROAD	Aib-24	Sewerage	Electrical Equipment	Soft Starter			$6,367.17	$6,367.17	$573.78	$6,940.95	Indemnity	$536.49
Queenstown Lakes District Council	Queenstown Lakes District, Otago	10147258	10142616	231576	{CEB3A98D-56AF-4112-97B4-9788EEBEF95E}	91 WILDING ROAD RD 1 QUEENSTOWN 9371	Aib-24	Water Supply	Electrical Equipment	UV System	2012	08/08/2012	$208,003.51	$208,003.51	$18,744.32	$226,747.83	Indemnity	$125,969.90
Queenstown Lakes District Council	Queenstown Lakes District, Otago	10147259	10142616	231580	{CEB3A98D-56AF-4112-97B4-9788EEBEF95E}	91 WILDING ROAD RD 1 QUEENSTOWN 9371	Aib-24	Water Supply	Electrical Equipment	UV System	2012	08/08/2012	$208,003.51	$208,003.51	$18,744.32	$226,747.83	Indemnity	$125,969.90
Queenstown Lakes District Council	Queenstown Lakes District, Otago	10147260	10142618	239142	{96F6CEAE-D7DD-480B-B9D7-E0E01956C4B0}	HOWARDS DRIVE LAKE HAYES QUEENSTOWN 9304	Aib-24	Water Supply	Electrical Equipment	UV System	2006	01/01/2006	$47,784.59	$47,784.59	$4,306.13	$52,090.71	Indemnity	$20,257.32
Queenstown Lakes District Council	Queenstown Lakes District, Otago	10147262	10142600	2841	{EA00FD14-D04D-4FB9-A0BA-93E642E8E429}	PENINSULA ROAD KELVIN HEIGHTS QUEENSTOWN 9300	Aib-24	Water Supply	Electrical Equipment	Switchboard	2002	01/01/2002	$1,226,191.21	$1,226,191.21	$110,498.72	$1,336,689.92	Indemnity	$254,605.34
Queenstown Lakes District Council	Queenstown Lakes District, Otago	10147263	10142587	2827	{036A3D05-D9AB-460F-9DE6-565470B8F619}	GLENORCHY-QUEENSTOWN ROAD CLOSEBURN QUEENSTOWN 9371	Aib-24	Water Supply	Electrical Equipment	Switchboard	1991	01/01/1991	$166,199.74	$166,199.74	$14,977.16	$181,176.89	Indemnity	$9,202.55
Queenstown Lakes District Council	Queenstown Lakes District, Otago	10147264	10142590	2863	{73B28147-EAB0-4E3A-9195-8603DCE61449}	RUTHERFORD ROAD RD 1 QUEENSTOWN 9371	Aib-24	Water Supply	Electrical Equipment	Switchboard	2002	01/01/2002	$382,540.59	$382,540.59	$34,472.80	$417,013.39	Indemnity	$79,430.42
Queenstown Lakes District Council	Queenstown Lakes District, Otago	10147265	10142597	3245	{E53D3297-9713-4766-9806-99D9683A4DF7}	MANCHESTER PLACE QUEENSTOWN 9300	Aib-24	Water Supply	Electrical Equipment	Switchboard	1989	01/01/1989	$308,455.96	$308,455.96	$27,796.63	$336,252.60	Indemnity	$16,156.14
Queenstown Lakes District Council	Queenstown Lakes District, Otago	10147266	10142596	3056	{67ACA9CD-4BAF-4091-A481-F42CA9112221}	11A PANNERS WAY QUEENSTOWN 9300	Aib-24	Water Supply	Electrical Equipment	Switchboard	1988	01/01/1988	$63,014.42	$63,014.42	$5,678.57	$68,692.99	Indemnity	$3,213.68
Queenstown Lakes District Council	Queenstown Lakes District, Otago	10147267	10142553	3568	{6032F183-CDD0-4AB4-AC42-817A7DEF3634}	59 ARROWTOWN-LAKE HAYES ROAD RD 1 QUEENSTOWN 9371	Aib-24	Sewerage	Electrical Equipment	Switchboard	2002	01/01/2002	$119,429.62	$119,429.62	$10,762.45	$130,192.07	Indemnity	$24,798.27
Queenstown Lakes District Council	Queenstown Lakes District, Otago	10147268	10142620	209683	{06781CC6-B1E9-4E63-B20E-69131BD675AB}	GLENORCHY-QUEENSTOWN ROAD CLOSEBURN QUEENSTOWN 9371	Aib-24	Water Supply	Electrical Equipment	Switchboard			$166,199.74	$166,199.74	$14,977.16	$181,176.89	Indemnity	$6,441.79
Queenstown Lakes District Council	Queenstown Lakes District, Otago	10147269	10142547	3446	{AEADAC2C-9FD2-4F50-B20B-CCB6EF8C23A7}	1125 MALAGHANS ROAD RD 1 QUEENSTOWN 9371	Aib-24	Sewerage	Electrical Equipment	Switchboard	2004	01/01/2004	$56,383.85	$56,383.85	$5,081.05	$61,464.90	Indemnity	$4,966.82
Queenstown Lakes District Council	Queenstown Lakes District, Otago	10147270	10142589	2788	{B307C4EC-CC6E-407E-9D6C-4861428A5998}	MIDDLESEX STREET ARROWTOWN 9302	Aib-24	Water Supply	Electrical Equipment	Switchboard	2004	01/01/2004	$157,929.14	$157,929.14	$14,231.85	$172,160.99	Indemnity	$35,314.76
Queenstown Lakes District Council	Queenstown Lakes District, Otago	10147271	10142551	3556	{64B4E173-F898-487D-9E81-9C96C8087249}	ARROWTOWN-LAKE HAYES ROAD RD 1 QUEENSTOWN 9371	Aib-24	Sewerage	Electrical Equipment	Switchboard	2002	01/01/2002	$75,401.04	$75,401.04	$6,794.80	$82,195.83	Indemnity	$15,656.21
Queenstown Lakes District Council	Queenstown Lakes District, Otago	10147272	10142574	3368	{D1A87C22-9F13-4E01-99A9-9D546A1F1FC5}	126 ALISON AVENUE ALBERT TOWN WANAKA 9305	Aib-24	Sewerage	Electrical Equipment	Switchboard	1989	01/01/1989	$129,051.55	$129,051.55	$11,629.53	$140,681.08	Indemnity	$6,759.39
Queenstown Lakes District Council	Queenstown Lakes District, Otago	10147273	10142555	3580	{2DFD307F-1398-4BAD-B18C-CAA015831C1E}	LAKE HAYES-ARROW JUNCTION HIGHWAY RD 1 QUEENSTOWN 9371	Aib-24	Sewerage	Electrical Equipment	Switchboard	2002	01/01/2002	$56,946.01	$56,946.01	$5,131.71	$62,077.72	Indemnity	$11,824.22
Queenstown Lakes District Council	Queenstown Lakes District, Otago	10147274	10142538	3707	{55E5F05B-DB4D-4B72-A89E-18C47BF9A71D}	APARTMENT E/54D SARGOOD DRIVE WANAKA 9305	Aib-24	Sewerage	Electrical Equipment	Switchboard	1986	01/01/1986	$72,644.06	$72,644.06	$6,546.35	$79,190.41	Indemnity	$3,519.54
Queenstown Lakes District Council	Queenstown Lakes District, Otago	10147275	10142570	3293	{283346DB-8540-479B-98EA-91BF99CFB657}	HAWEA ESPLANADE	Aib-24	Sewerage	Electrical Equipment	Switchboard	1988	01/01/1988	$129,051.55	$129,051.55	$11,629.53	$140,681.08	Indemnity	$6,581.51
Queenstown Lakes District Council	Queenstown Lakes District, Otago	10147276	10143002	3400	{465BBA9D-A72B-4141-95A1-6042907D1F05}	224 MCDONNELL ROAD RD 1 QUEENSTOWN 9371	Aib-24	Sewerage	Electrical Equipment	Switchboard	2005	01/01/2005	$71,684.58	$71,684.58	$6,459.89	$78,144.47	Indemnity	$16,670.67
Queenstown Lakes District Council	Queenstown Lakes District, Otago	10147278	10142571	3839	{B26B8863-F991-4F34-B294-63CF59D384E9}	CEMETERY ROAD	Aib-24	Sewerage	Electrical Equipment	Switchboard	2003	01/01/2003	$103,427.82	$103,427.82	$9,320.44	$112,748.26	Indemnity	$22,271.06
Queenstown Lakes District Council	Queenstown Lakes District, Otago	10147279	10005516	209882	{E74399AA-B667-48B1-8E95-76E3CA7E83DC}	LAKE ESPLANADE QUEENSTOWN 9300	Aib-24	Water Supply	Electrical Equipment	Switchboard			$166,199.74	$166,199.74	$14,977.16	$181,176.89	Reinstatement	$181,176.89
Queenstown Lakes District Council	Queenstown Lakes District, Otago	10147280	10142550	3617	{2CEA9B91-0AA3-4502-AA03-C55553D661BB}	7 RUTHERFORD ROAD RD 1 QUEENSTOWN 9371	Aib-24	Sewerage	Electrical Equipment	Switchboard	2002	01/01/2002	$56,946.01	$56,946.01	$5,131.71	$62,077.72	Indemnity	$11,824.22
Queenstown Lakes District Council	Queenstown Lakes District, Otago	10147281	10142599	3266	{1D623E50-891D-4DB8-9B6F-7232B4415B25}	LOMOND CRESCENT	Aib-24	Water Supply	Electrical Equipment	Switchboard	1999	01/01/1999	$38,248.19	$38,248.19	$3,446.75	$41,694.94	Indemnity	$2,745.32
Queenstown Lakes District Council	Queenstown Lakes District, Otago	10147282	10142564	206945	{BFBFBB84-D102-4ACA-8418-8B4EB42050A5}	PARK STREET QUEENSTOWN 9300	Aib-24	Sewerage	Electrical Equipment	Switchboard	1997	01/01/1997	$166,199.74	$166,199.74	$14,977.16	$181,176.89	Indemnity	$11,106.53
Queenstown Lakes District Council	Queenstown Lakes District, Otago	10147283	10142603	2761	{EC46EEB1-EF9F-48C0-95C7-4CA024BE0281}	GLENORCHY-QUEENSTOWN ROAD CLOSEBURN QUEENSTOWN 9371	Aib-24	Water Supply	Electrical Equipment	Switchboard	2000	01/01/2000	$552,802.09	$552,802.09	$49,815.98	$602,618.08	Reinstatement	$602,618.08
Queenstown Lakes District Council	Queenstown Lakes District, Otago	10147284	10142600	225944	{EA00FD14-D04D-4FB9-A0BA-93E642E8E429}	PENINSULA ROAD KELVIN HEIGHTS QUEENSTOWN 9300	Aib-24	Water Supply	Flow Meter	Flowmeter	1995	01/01/1995	$29,163.96	$29,163.96	$2,628.12	$31,792.08	Indemnity	$2,649.32
Queenstown Lakes District Council	Queenstown Lakes District, Otago	10147285	10142600	2847	{EA00FD14-D04D-4FB9-A0BA-93E642E8E429}	PENINSULA ROAD KELVIN HEIGHTS QUEENSTOWN 9300	Aib-24	Water Supply	Flow Meter	Flowmeter	1997	01/01/1997	$29,163.96	$29,163.96	$2,628.12	$31,792.08	Indemnity	$1,948.92
Queenstown Lakes District Council	Queenstown Lakes District, Otago	10147286	10142597	3244	{E53D3297-9713-4766-9806-99D9683A4DF7}	MANCHESTER PLACE QUEENSTOWN 9300	Aib-24	Water Supply	Pumps	Pump	1989	01/01/1989	$69,341.39	$69,341.39	$6,248.73	$75,590.11	Indemnity	$3,631.93
Queenstown Lakes District Council	Queenstown Lakes District, Otago	10147287	10142601	2944	{8B5EA8A0-1142-4E33-8F12-0992C807F3CD}	LAKE ESPLANADE QUEENSTOWN 9300	Aib-24	Water Supply	Pumps	Pump	1998	01/01/1998	$188,107.22	$188,107.22	$16,951.36	$205,058.58	Indemnity	$13,019.48
Queenstown Lakes District Council	Queenstown Lakes District, Otago	10147288	10142601	2943	{8B5EA8A0-1142-4E33-8F12-0992C807F3CD}	LAKE ESPLANADE QUEENSTOWN 9300	Aib-24	Water Supply	Pumps	Pump	1998	01/01/1998	$188,107.22	$188,107.22	$16,951.36	$205,058.58	Indemnity	$13,019.48
Queenstown Lakes District Council	Queenstown Lakes District, Otago	10147289	10142597	3243	{E53D3297-9713-4766-9806-99D9683A4DF7}	MANCHESTER PLACE QUEENSTOWN 9300	Aib-24	Water Supply	Pumps	Pump	1989	01/01/1989	$69,341.39	$69,341.39	$6,248.73	$75,590.11	Indemnity	$3,631.93
Queenstown Lakes District Council	Queenstown Lakes District, Otago	10147290	10142620	3319	{06781CC6-B1E9-4E63-B20E-69131BD675AB}	GLENORCHY-QUEENSTOWN ROAD CLOSEBURN QUEENSTOWN 9371	Aib-24	Water Supply	Chlorinator	Chlorine Doser	1997	01/01/1997	$26,000.43	$26,000.43	$2,343.04	$28,343.47	Indemnity	$1,737.52
Queenstown Lakes District Council	Queenstown Lakes District, Otago	10147291	10142619	210642	{89034D7D-5C5D-4987-9FB3-9F51E14509EE}	PENINSULA ROAD KELVIN HEIGHTS QUEENSTOWN 9300	Aib-24	Water Supply	TPBS Valves	Valve	2009	01/07/2009	$11,718.13	$11,718.13	$1,055.98	$12,774.12	Indemnity	$8,141.08
Queenstown Lakes District Council	Queenstown Lakes District, Otago	10147292	10142620	209671	{06781CC6-B1E9-4E63-B20E-69131BD675AB}	GLENORCHY-QUEENSTOWN ROAD CLOSEBURN QUEENSTOWN 9371	Aib-24	Water Supply	TPBS Valves	Air Bleed Valve			$6,808.31	$6,808.31	$613.53	$7,421.84	Indemnity	$263.89
Queenstown Lakes District Council	Queenstown Lakes District, Otago	10147293	10142616	3278	{CEB3A98D-56AF-4112-97B4-9788EEBEF95E}	91 WILDING ROAD RD 1 QUEENSTOWN 9371	Aib-24	Water Supply	Electrical Equipment	pH Analyser	2002	01/01/2002	$31,436.12	$31,436.12	$2,832.88	$34,269.00	Indemnity	$2,538.42
Queenstown Lakes District Council	Queenstown Lakes District, Otago	10147294	10142620	209672	{06781CC6-B1E9-4E63-B20E-69131BD675AB}	GLENORCHY-QUEENSTOWN ROAD CLOSEBURN QUEENSTOWN 9371	Aib-24	Water Supply	TPBS Valves	Air Bleed Valve			$6,808.31	$6,808.31	$613.53	$7,421.84	Indemnity	$263.89
Queenstown Lakes District Council	Queenstown Lakes District, Otago	10147295	10142619	210643	{89034D7D-5C5D-4987-9FB3-9F51E14509EE}	PENINSULA ROAD KELVIN HEIGHTS QUEENSTOWN 9300	Aib-24	Water Supply	TPBS Valves	Valve	2009	01/07/2009	$11,718.13	$11,718.13	$1,055.98	$12,774.12	Indemnity	$8,141.08
Queenstown Lakes District Council	Queenstown Lakes District, Otago	10147296	10142616	3215	{CEB3A98D-56AF-4112-97B4-9788EEBEF95E}	91 WILDING ROAD RD 1 QUEENSTOWN 9371	Aib-24	Water Supply	Hopper	Lime Hopper Feeder	2002	01/01/2002	$49,190.03	$49,190.03	$4,432.78	$53,622.81	Indemnity	$10,213.78
Queenstown Lakes District Council	Queenstown Lakes District, Otago	10147297	10142620	3329	{06781CC6-B1E9-4E63-B20E-69131BD675AB}	GLENORCHY-QUEENSTOWN ROAD CLOSEBURN QUEENSTOWN 9371	Aib-24	Water Supply	TPBS Valves	Valve	2000	01/01/2000	$11,718.13	$11,718.13	$1,055.98	$12,774.12	Indemnity	$6,212.93
Queenstown Lakes District Council	Queenstown Lakes District, Otago	10147298	10142611	210757	{6AB85459-F98F-4B45-BF58-32E06558AD54}	KIRIMOKO CRESCENT WANAKA 9305	Aib-24	Water Supply	Heater	Heater			$2,248.69	$2,248.69	$202.64	$2,451.33	Indemnity	$189.47
Queenstown Lakes District Council	Queenstown Lakes District, Otago	10147299	10142613	210114	{A8583AED-3506-4687-84A0-9DB24649ADD6}	WANAKA-MOUNT ASPIRING ROAD WANAKA 9382	Aib-24	Water Supply	Flow Meter	Rotameter			$3,643.78	$3,643.78	$328.36	$3,972.15	Indemnity	$243.50
Queenstown Lakes District Council	Queenstown Lakes District, Otago	10147300	10142613	210115	{A8583AED-3506-4687-84A0-9DB24649ADD6}	WANAKA-MOUNT ASPIRING ROAD WANAKA 9382	Aib-24	Water Supply	Misc	Electrical Dosing Dr			$10,120.07	$10,120.07	$911.97	$11,032.04	Indemnity	$676.29
Queenstown Lakes District Council	Queenstown Lakes District, Otago	10147301	10142611	210758	{6AB85459-F98F-4B45-BF58-32E06558AD54}	KIRIMOKO CRESCENT WANAKA 9305	Aib-24	Water Supply	TPBS Valves	Pressure Reducing Va			$3,556.06	$3,556.06	$320.46	$3,876.51	Indemnity	$1,722.88
Queenstown Lakes District Council	Queenstown Lakes District, Otago	10147302	10142616	3216	{CEB3A98D-56AF-4112-97B4-9788EEBEF95E}	91 WILDING ROAD RD 1 QUEENSTOWN 9371	Aib-24	Water Supply	Electrical Equipment	Chlorine Analyser	2002	01/01/2002	$53,467.99	$53,467.99	$4,818.29	$58,286.28	Indemnity	$4,317.46
Queenstown Lakes District Council	Queenstown Lakes District, Otago	10147303	10142611	210759	{6AB85459-F98F-4B45-BF58-32E06558AD54}	KIRIMOKO CRESCENT WANAKA 9305	Aib-24	Water Supply	TPBS Valves	Pressure Reducing Va			$3,556.06	$3,556.06	$320.46	$3,876.51	Indemnity	$1,722.88
Queenstown Lakes District Council	Queenstown Lakes District, Otago	10147304	10142620	3317	{06781CC6-B1E9-4E63-B20E-69131BD675AB}	GLENORCHY-QUEENSTOWN ROAD CLOSEBURN QUEENSTOWN 9371	Aib-24	Water Supply	Electrical Equipment	Chlorine Analyser	1997	01/01/1997	$55,804.78	$55,804.78	$5,028.87	$60,833.65	Indemnity	$3,729.23
Queenstown Lakes District Council	Queenstown Lakes District, Otago	10147305	10142611	210754	{6AB85459-F98F-4B45-BF58-32E06558AD54}	KIRIMOKO CRESCENT WANAKA 9305	Aib-24	Water Supply	Heater	Heater			$2,248.69	$2,248.69	$202.64	$2,451.33	Indemnity	$189.47
Queenstown Lakes District Council	Queenstown Lakes District, Otago	10147306	10142619	210632	{89034D7D-5C5D-4987-9FB3-9F51E14509EE}	PENINSULA ROAD KELVIN HEIGHTS QUEENSTOWN 9300	Aib-24	Water Supply	Flow Meter	Rotameter			$3,643.78	$3,643.78	$328.36	$3,972.15	Indemnity	$168.13
Queenstown Lakes District Council	Queenstown Lakes District, Otago	10147307	10142619	210610	{89034D7D-5C5D-4987-9FB3-9F51E14509EE}	PENINSULA ROAD KELVIN HEIGHTS QUEENSTOWN 9300	Aib-24	Water Supply	Electrical Equipment	Chlorine Leak Detect			$5,889.63	$5,889.63	$530.75	$6,420.37	Indemnity	$271.76
Queenstown Lakes District Council	Queenstown Lakes District, Otago	10147308	10142542	3790	{5412AA32-82B5-4D9A-ABC9-E74317CD98C7}	HARRIS PLACE LUGGATE WANAKA 9383	Aib-24	Sewerage	Electrical Equipment	Telemetry	2006	01/01/2006	$45,504.72	$45,504.72	$4,100.68	$49,605.39	Indemnity	$4,409.33
Queenstown Lakes District Council	Queenstown Lakes District, Otago	10147309	10142543	3852	{945B4DDC-C814-44AB-8A72-EFE1C552066A}	PISA ROAD	Aib-24	Sewerage	Electrical Equipment	Telemetry	2006	01/01/2006	$45,504.72	$45,504.72	$4,100.68	$49,605.39	Indemnity	$4,409.33
Queenstown Lakes District Council	Queenstown Lakes District, Otago	10147310	10142621	209562	{3FA57A6E-A114-45D3-9D90-DD589BD3AA1C}	MIDDELTON ROAD	Aib-24	Water Supply	Electrical Equipment	Telemetry			$45,504.72	$45,504.72	$4,100.68	$49,605.39	Indemnity	$4,409.33
Queenstown Lakes District Council	Queenstown Lakes District, Otago	10147311	10005518	79287	{485B5BCB-7204-442E-A295-CB9D12E0D584}	FLORENCE CLOSE QUEENSTOWN HILL QUEENSTOWN 9300	Aib-24	Water Supply	Electrical Equipment	Telemetry	2006	01/01/2006	$44,196.96	$44,196.96	$3,982.83	$48,179.78	Reinstatement	$48,179.78
Queenstown Lakes District Council	Queenstown Lakes District, Otago	10147312	10142544	3863	{86623ECE-9A0E-4F65-8735-C981012814AC}	31 COOPER CRESCENT RD 3 CROMWELL 9383	Aib-24	Sewerage	Electrical Equipment	Telemetry	2006	01/01/2006	$45,504.72	$45,504.72	$4,100.68	$49,605.39	Indemnity	$4,409.33
Queenstown Lakes District Council	Queenstown Lakes District, Otago	10147313	10142545	3815	{6F474EC7-717E-483A-9FC3-D4376815868B}	CHURCH ROAD RD 2 WANAKA 9382	Aib-24	Sewerage	Electrical Equipment	Telemetry	2000	01/01/2000	$50,476.61	$50,476.61	$4,548.72	$55,025.33	Indemnity	$3,762.38
Queenstown Lakes District Council	Queenstown Lakes District, Otago	10147314	10142585	177232	{767761CE-6F02-4C52-82D7-98197697E501}	WANAKA-MOUNT ASPIRING ROAD WANAKA 9382	Aib-24	Water Supply	Pumps	Pump	2009	22/04/2009	$113,317.20	$113,317.20	$10,211.63	$123,528.83	Indemnity	$12,917.93
Queenstown Lakes District Council	Queenstown Lakes District, Otago	10147315	10142620	209685	{06781CC6-B1E9-4E63-B20E-69131BD675AB}	GLENORCHY-QUEENSTOWN ROAD CLOSEBURN QUEENSTOWN 9371	Aib-24	Water Supply	Pumps	Pump			$4,670.96	$4,670.96	$420.93	$5,091.89	Indemnity	$181.04
Queenstown Lakes District Council	Queenstown Lakes District, Otago	10147316	10142552	3443	{2190EC7C-4D3B-4B45-B25E-D60E29A287BC}	59 ARROWTOWN-LAKE HAYES ROAD RD 1 QUEENSTOWN 9371	Aib-24	Sewerage	Electrical Equipment	Uninterrupted Power	2009	01/07/2009	$5,059.55	$5,059.55	$455.94	$5,515.50	Indemnity	$576.78
Queenstown Lakes District Council	Queenstown Lakes District, Otago	10147317	10142558	206850	{8140ABC2-039A-4444-AE36-570292AD2576}	13 LAKE AVENUE FRANKTON QUEENSTOWN 9300	Aib-24	Sewerage	Fan	Fan			$2,368.70	$2,368.70	$213.46	$2,582.16	Indemnity	$88.28
Queenstown Lakes District Council	Queenstown Lakes District, Otago	10147318	10142558	206849	{8140ABC2-039A-4444-AE36-570292AD2576}	13 LAKE AVENUE FRANKTON QUEENSTOWN 9300	Aib-24	Sewerage	Fan	Fan			$2,368.70	$2,368.70	$213.46	$2,582.16	Indemnity	$88.28
Queenstown Lakes District Council	Queenstown Lakes District, Otago	10147319	10142558	206847	{8140ABC2-039A-4444-AE36-570292AD2576}	13 LAKE AVENUE FRANKTON QUEENSTOWN 9300	Aib-24	Sewerage	Fan	Fan			$2,368.70	$2,368.70	$213.46	$2,582.16	Indemnity	$88.28
Queenstown Lakes District Council	Queenstown Lakes District, Otago	10147320	10142624	79359	{98499929-9F82-4319-BF12-E9E0ABE5ED5C}	SIR TIM WALLIS DRIVE RD 2 WANAKA 9305	Aib-24	Sewerage	Electrical Equipment	Variable Speed Drive	2008	04/11/2008	$56,595.44	$56,595.44	$5,100.12	$61,695.56	Indemnity	$6,093.33
Queenstown Lakes District Council	Queenstown Lakes District, Otago	10147321	10142624	79358	{98499929-9F82-4319-BF12-E9E0ABE5ED5C}	SIR TIM WALLIS DRIVE RD 2 WANAKA 9305	Aib-24	Sewerage	Electrical Equipment	Variable Speed Drive	2008	04/11/2008	$56,595.44	$56,595.44	$5,100.12	$61,695.56	Indemnity	$6,093.33
Queenstown Lakes District Council	Queenstown Lakes District, Otago	10147322	10142620	180753	{06781CC6-B1E9-4E63-B20E-69131BD675AB}	GLENORCHY-QUEENSTOWN ROAD CLOSEBURN QUEENSTOWN 9371	Aib-24	Water Supply	Electrical Equipment	Chlorine Leak Detect	2009	03/11/2009	$3,864.93	$3,864.93	$348.29	$4,213.21	Indemnity	$440.59
Queenstown Lakes District Council	Queenstown Lakes District, Otago	10147323	10142620	180754	{06781CC6-B1E9-4E63-B20E-69131BD675AB}	GLENORCHY-QUEENSTOWN ROAD CLOSEBURN QUEENSTOWN 9371	Aib-24	Water Supply	Electrical Equipment	Chlorine Leak Detect	2009	03/11/2009	$3,864.93	$3,864.93	$348.29	$4,213.21	Indemnity	$440.59
Queenstown Lakes District Council	Queenstown Lakes District, Otago	10147324	10142613	210112	{A8583AED-3506-4687-84A0-9DB24649ADD6}	WANAKA-MOUNT ASPIRING ROAD WANAKA 9382	Aib-24	Water Supply	TPBS Valves	Pressure Reducing Va	2009	01/01/2009	$3,556.06	$3,556.06	$320.46	$3,876.51	Indemnity	$2,215.13
Queenstown Lakes District Council	Queenstown Lakes District, Otago	10147325	10142620	180758	{06781CC6-B1E9-4E63-B20E-69131BD675AB}	GLENORCHY-QUEENSTOWN ROAD CLOSEBURN QUEENSTOWN 9371	Aib-24	Water Supply	TPBS Valves	Solenoid Valve	2009	01/03/2009	$2,202.89	$2,202.89	$198.51	$2,401.40	Indemnity	$1,438.51
Queenstown Lakes District Council	Queenstown Lakes District, Otago	10147326	10142620	180757	{06781CC6-B1E9-4E63-B20E-69131BD675AB}	GLENORCHY-QUEENSTOWN ROAD CLOSEBURN QUEENSTOWN 9371	Aib-24	Water Supply	TPBS Valves	Solenoid Valve	2009	01/03/2009	$2,202.89	$2,202.89	$198.51	$2,401.40	Indemnity	$1,438.51
Queenstown Lakes District Council	Queenstown Lakes District, Otago	10147327	10142613	210113	{A8583AED-3506-4687-84A0-9DB24649ADD6}	WANAKA-MOUNT ASPIRING ROAD WANAKA 9382	Aib-24	Water Supply	TPBS Valves	Pressure Reducing Va	2009	01/01/2009	$3,556.06	$3,556.06	$320.46	$3,876.51	Indemnity	$2,215.13
Queenstown Lakes District Council	Queenstown Lakes District, Otago	10147328	10142628	202033	{C7D28BC6-260F-4E2E-87A2-AFB6947A9322}	14 HEATON PARK DRIVE WANAKA 9305	Aib-24	Water Supply	Electrical Equipment	Pressure Switch			$5,015.01	$5,015.01	$451.93	$5,466.94	Indemnity	$485.95
Queenstown Lakes District Council	Queenstown Lakes District, Otago	10147329	10142621	224763	{3FA57A6E-A114-45D3-9D90-DD589BD3AA1C}	MIDDELTON ROAD	Aib-24	Water Supply	Electrical Equipment	Variable Speed Drive			$5,104.98	$5,104.98	$460.04	$5,565.02	Indemnity	$706.66
Queenstown Lakes District Council	Queenstown Lakes District, Otago	10147330	10142630	230968	{DC81B536-EA8D-4763-B2C8-0AB48FE76118}	BALMORAL	Aib-24	Water Supply	Electrical Equipment	Variable Speed Drive	2012	01/06/2012	$7,742.68	$7,742.68	$697.73	$8,440.41	Indemnity	$3,215.37
Queenstown Lakes District Council	Queenstown Lakes District, Otago	10147331	10142630	230967	{DC81B536-EA8D-4763-B2C8-0AB48FE76118}	BALMORAL	Aib-24	Water Supply	Electrical Equipment	Variable Speed Drive	2012	01/06/2012	$7,742.68	$7,742.68	$697.73	$8,440.41	Indemnity	$3,215.37
Queenstown Lakes District Council	Queenstown Lakes District, Otago	10147332	10142628	202035	{C7D28BC6-260F-4E2E-87A2-AFB6947A9322}	14 HEATON PARK DRIVE WANAKA 9305	Aib-24	Water Supply	Electrical Equipment	Variable Speed Drive			$9,478.61	$9,478.61	$854.17	$10,332.77	Indemnity	$918.46
Queenstown Lakes District Council	Queenstown Lakes District, Otago	10147333	10142584	206788	{BA75368B-EB32-42CE-B5DB-1FEB1B136268}	20 ANDERSON ROAD WANAKA 9305	Aib-24	Water Supply	Pumps	Pump			$128,598.90	$128,598.90	$11,588.74	$140,187.64	Indemnity	$6,735.68
Queenstown Lakes District Council	Queenstown Lakes District, Otago	10147334	10142584	206787	{BA75368B-EB32-42CE-B5DB-1FEB1B136268}	20 ANDERSON ROAD WANAKA 9305	Aib-24	Water Supply	Pumps	Pump			$128,598.90	$128,598.90	$11,588.74	$140,187.64	Indemnity	$6,735.68
Queenstown Lakes District Council	Queenstown Lakes District, Otago	10147335	10142664	250672	{8B7815F9-F066-4EF4-8660-1250182FF865}	49 FRANKTON ROAD QUEENSTOWN 9300	Aib-24	Water Supply	TPBS Valves	Pressure Reducing Va	2014	02/03/2014	$6,401.47	$6,401.47	$576.87	$6,978.34	Indemnity	$4,962.33
Queenstown Lakes District Council	Queenstown Lakes District, Otago	10147336	10142584	206791	{BA75368B-EB32-42CE-B5DB-1FEB1B136268}	20 ANDERSON ROAD WANAKA 9305	Aib-24	Water Supply	Pumps	Pump			$49,915.59	$49,915.59	$4,498.16	$54,413.76	Indemnity	$2,614.45
Queenstown Lakes District Council	Queenstown Lakes District, Otago	10147337	10142584	206792	{BA75368B-EB32-42CE-B5DB-1FEB1B136268}	20 ANDERSON ROAD WANAKA 9305	Aib-24	Water Supply	Pumps	Pump			$49,915.59	$49,915.59	$4,498.16	$54,413.76	Indemnity	$2,614.45
Queenstown Lakes District Council	Queenstown Lakes District, Otago	10147338	10142577	3676	{9936C7C0-C45B-4D68-A288-0AB32482126A}	LAKESIDE ROAD	Aib-24	Sewerage	Generator	Generator	1997	01/06/1997	$89,376.35	$89,376.35	$8,054.19	$97,430.54	Indemnity	$30,930.06
Queenstown Lakes District Council	Queenstown Lakes District, Otago	10147339	10142600	2840	{EA00FD14-D04D-4FB9-A0BA-93E642E8E429}	PENINSULA ROAD KELVIN HEIGHTS QUEENSTOWN 9300	Aib-24	Water Supply	Electrical Equipment	Switchboard	1995	01/01/1995	$1,279,781.25	$1,279,781.25	$115,328.01	$1,395,109.26	Indemnity	$116,258.07
Queenstown Lakes District Council	Queenstown Lakes District, Otago	10147340	10142582	3030	{477EA4C2-25BA-4D6A-BEC9-539B3FCAF720}	BEACON POINT ROAD WANAKA 9305	Aib-24	Water Supply	Electrical Equipment	Switchboard	2003	01/01/2003	$1,603,148.28	$1,603,148.28	$144,468.36	$1,747,616.64	Reinstatement	$1,747,616.64
Queenstown Lakes District Council	Queenstown Lakes District, Otago	10147341	10142547	206838	{AEADAC2C-9FD2-4F50-B20B-CCB6EF8C23A7}	1125 MALAGHANS ROAD RD 1 QUEENSTOWN 9371	Aib-24	Sewerage	Electrical Equipment	Temperature Switch			$1,863.16	$1,863.16	$167.90	$2,031.06	Indemnity	$164.12
Queenstown Lakes District Council	Queenstown Lakes District, Otago	10147342	10142547	206835	{AEADAC2C-9FD2-4F50-B20B-CCB6EF8C23A7}	1125 MALAGHANS ROAD RD 1 QUEENSTOWN 9371	Aib-24	Sewerage	Electrical Equipment	Float Switch	2004	20/04/2004	$29,530.05	$29,530.05	$2,661.11	$32,191.16	Indemnity	$6,603.26
Queenstown Lakes District Council	Queenstown Lakes District, Otago	10147343	10142568	207008	{8523046E-B0EC-4155-A27B-D667AE130C1B}	GLENORCHY-QUEENSTOWN ROAD CLOSEBURN QUEENSTOWN 9371	Aib-24	Sewerage	Structures	Wet Well Lid			$5,757.42	$5,757.42	$518.83	$6,276.25	Indemnity	$1,960.13
Queenstown Lakes District Council	Queenstown Lakes District, Otago	10147344	10143002	79218	{465BBA9D-A72B-4141-95A1-6042907D1F05}	224 MCDONNELL ROAD RD 1 QUEENSTOWN 9371	Aib-24	Sewerage	Structures	Wet Well Lid			$5,757.42	$5,757.42	$518.83	$6,276.25	Indemnity	$3,996.78
Queenstown Lakes District Council	Queenstown Lakes District, Otago	10147345	10142547	79223	{AEADAC2C-9FD2-4F50-B20B-CCB6EF8C23A7}	1125 MALAGHANS ROAD RD 1 QUEENSTOWN 9371	Aib-24	Sewerage	Structures	Wet Well Lid			$5,757.42	$5,757.42	$518.83	$6,276.25	Indemnity	$3,938.01
Queenstown Lakes District Council	Queenstown Lakes District, Otago	10147346	10142547	206855	{AEADAC2C-9FD2-4F50-B20B-CCB6EF8C23A7}	1125 MALAGHANS ROAD RD 1 QUEENSTOWN 9371	Aib-24	Sewerage	Structures	Chamber Lid			$1,257.87	$1,257.87	$113.35	$1,371.22	Indemnity	$855.01
Queenstown Lakes District Council	Queenstown Lakes District, Otago	10147347	10143002	3947	{465BBA9D-A72B-4141-95A1-6042907D1F05}	224 MCDONNELL ROAD RD 1 QUEENSTOWN 9371	Aib-24	Sewerage	Structures	Well	2005	01/01/2005	$23,506.14	$23,506.14	$2,118.27	$25,624.41	Indemnity	$16,317.88
Queenstown Lakes District Council	Queenstown Lakes District, Otago	10147348	10142574	79212	{D1A87C22-9F13-4E01-99A9-9D546A1F1FC5}	126 ALISON AVENUE ALBERT TOWN WANAKA 9305	Aib-24	Sewerage	Electrical Equipment	Level Control			$44,305.11	$44,305.11	$3,992.57	$48,297.68	Indemnity	$2,320.59
Queenstown Lakes District Council	Queenstown Lakes District, Otago	10147349	10142576	79209	{DED59DCD-261A-4581-BEAA-12D52DDA3AD6}	KINGSTON STREET	Aib-24	Sewerage	Electrical Equipment	Level Control			$44,305.11	$44,305.11	$3,992.57	$48,297.68	Indemnity	$2,320.59
Queenstown Lakes District Council	Queenstown Lakes District, Otago	10147350	10142645	231095	{C696D0E2-F1C3-4077-89A7-A5EC3516416F}	BEACON POINT ROAD WANAKA 9305	Aib-24	Sewerage	Electrical Equipment	Level Control	2011	01/12/2011	$27,171.16	$27,171.16	$2,448.54	$29,619.70	Indemnity	$10,029.86
Queenstown Lakes District Council	Queenstown Lakes District, Otago	10147351	10142552	206973	{2190EC7C-4D3B-4B45-B25E-D60E29A287BC}	59 ARROWTOWN-LAKE HAYES ROAD RD 1 QUEENSTOWN 9371	Aib-24	Sewerage	Electrical Equipment	Level Control	2009	01/07/2009	$35,869.60	$35,869.60	$3,232.40	$39,102.00	Indemnity	$13,902.81
Queenstown Lakes District Council	Queenstown Lakes District, Otago	10147352	10142552	79221	{2190EC7C-4D3B-4B45-B25E-D60E29A287BC}	59 ARROWTOWN-LAKE HAYES ROAD RD 1 QUEENSTOWN 9371	Aib-24	Sewerage	Electrical Equipment	Level Control	2009	01/07/2009	$35,869.60	$35,869.60	$3,232.40	$39,102.00	Indemnity	$13,902.81
Queenstown Lakes District Council	Queenstown Lakes District, Otago	10147353	10115350	227573	{B7214F29-F8F6-49EE-BF1D-F3E3B5DC9FDF}	MIDDLESEX STREET ARROWTOWN 9302	Aib-24	Water Supply	TPBS Valves	Valve	2012	03/02/2012	$4,101.35	$4,101.35	$369.59	$4,470.94	Reinstatement	$4,470.94
Queenstown Lakes District Council	Queenstown Lakes District, Otago	10147354	10005508	226143	{63031EA5-52EB-43AB-B0B8-1BB5B3456BFF}	SHIEL STREET GLENORCHY 9372	Aib-24	Water Supply	TPBS Valves	Air Bleed Valve	1991	01/01/1991	$6,808.31	$6,808.31	$613.53	$7,421.84	Reinstatement	$7,421.84
Queenstown Lakes District Council	Queenstown Lakes District, Otago	10147355	10115350	227570	{B7214F29-F8F6-49EE-BF1D-F3E3B5DC9FDF}	MIDDLESEX STREET ARROWTOWN 9302	Aib-24	Water Supply	TPBS Valves	Valve	2012	03/02/2012	$3,125.92	$3,125.92	$281.69	$3,407.62	Reinstatement	$3,407.62
Queenstown Lakes District Council	Queenstown Lakes District, Otago	10147356	10142594	213863	{E616D674-93A2-4D96-B069-CD60323E1486}	GLENDA DRIVE	Aib-24	Water Supply	TPBS Valves	Pressure Reducing Va	2007	01/01/2007	$3,556.06	$3,556.06	$320.46	$3,876.51	Indemnity	$2,340.51
Queenstown Lakes District Council	Queenstown Lakes District, Otago	10147357	10142594	2917	{E616D674-93A2-4D96-B069-CD60323E1486}	GLENDA DRIVE	Aib-24	Water Supply	TPBS Valves	Pressure Reducing Va	2007	01/01/2007	$26,133.29	$26,133.29	$2,355.01	$28,488.30	Indemnity	$17,200.33
Queenstown Lakes District Council	Queenstown Lakes District, Otago	10147359	10142582	244113	{477EA4C2-25BA-4D6A-BEC9-539B3FCAF720}	BEACON POINT ROAD WANAKA 9305	Aib-24	Water Supply	TPBS Valves	Pressure Reducing Va	2010	01/11/2010	$6,401.47	$6,401.47	$576.87	$6,978.34	Reinstatement	$6,978.34
Queenstown Lakes District Council	Queenstown Lakes District, Otago	10147360	10115350	227568	{B7214F29-F8F6-49EE-BF1D-F3E3B5DC9FDF}	MIDDLESEX STREET ARROWTOWN 9302	Aib-24	Water Supply	TPBS Valves	Valve	2012	03/02/2012	$8,790.24	$8,790.24	$792.14	$9,582.37	Reinstatement	$9,582.37
Queenstown Lakes District Council	Queenstown Lakes District, Otago	10147361	10115350	3081	{B7214F29-F8F6-49EE-BF1D-F3E3B5DC9FDF}	MIDDLESEX STREET ARROWTOWN 9302	Aib-24	Water Supply	TPBS Valves	Valve	1973	01/01/1973	$4,101.35	$4,101.35	$369.59	$4,470.94	Reinstatement	$4,470.94
Queenstown Lakes District Council	Queenstown Lakes District, Otago	10147362	10142582	3037	{477EA4C2-25BA-4D6A-BEC9-539B3FCAF720}	BEACON POINT ROAD WANAKA 9305	Aib-24	Water Supply	TPBS Valves	Valve	2003	01/01/2003	$977.06	$977.06	$88.05	$1,065.11	Reinstatement	$1,065.11
Queenstown Lakes District Council	Queenstown Lakes District, Otago	10147364	10142600	210414	{EA00FD14-D04D-4FB9-A0BA-93E642E8E429}	PENINSULA ROAD KELVIN HEIGHTS QUEENSTOWN 9300	Aib-24	Water Supply	TPBS Valves	Surge Anticipating V	2009	01/10/2009	$33,730.30	$33,730.30	$3,039.62	$36,769.92	Indemnity	$17,363.42
Queenstown Lakes District Council	Queenstown Lakes District, Otago	10147365	10142582	210568	{477EA4C2-25BA-4D6A-BEC9-539B3FCAF720}	BEACON POINT ROAD WANAKA 9305	Aib-24	Water Supply	TPBS Valves	Pressure Reducing Va			$5,334.81	$5,334.81	$480.75	$5,815.56	Reinstatement	$5,815.56
Queenstown Lakes District Council	Queenstown Lakes District, Otago	10147367	10142632	221321	{BE622366-B21E-40B0-B52D-0BD9DAF4CACE}	BROADVIEW RISE	Aib-24	Water Supply	TPBS Valves	Surge Anticipating V	2010	01/11/2010	$33,730.30	$33,730.30	$3,039.62	$36,769.92	Indemnity	$18,384.80
Queenstown Lakes District Council	Queenstown Lakes District, Otago	10147368	10142601	2955	{8B5EA8A0-1142-4E33-8F12-0992C807F3CD}	LAKE ESPLANADE QUEENSTOWN 9300	Aib-24	Water Supply	TPBS Valves	Surge Anticipating V	2009	01/07/2009	$2,248.69	$2,248.69	$202.64	$2,451.33	Indemnity	$1,468.42
Queenstown Lakes District Council	Queenstown Lakes District, Otago	10147369	10142585	3022	{767761CE-6F02-4C52-82D7-98197697E501}	WANAKA-MOUNT ASPIRING ROAD WANAKA 9382	Aib-24	Water Supply	TPBS Valves	Surge Anticipating V	1997	01/01/1997	$8,713.67	$8,713.67	$785.24	$9,498.90	Indemnity	$2,110.85
Queenstown Lakes District Council	Queenstown Lakes District, Otago	10147370	10142877	227701	{DDD953F4-F657-4D43-B4BC-1376F0C27D8E}	#N/A	Aib-24	Water Supply	TPBS Valves	Valve	2001	01/01/2001	$5,860.70	$5,860.70	$528.14	$6,388.84	Indemnity	$3,066.62
Queenstown Lakes District Council	Queenstown Lakes District, Otago	10147371	10142558	206886	{8140ABC2-039A-4444-AE36-570292AD2576}	13 LAKE AVENUE FRANKTON QUEENSTOWN 9300	Aib-24	Sewerage	Electrical Equipment	Temperature Element			$1,963.97	$1,963.97	$176.98	$2,140.95	Indemnity	$73.19
Queenstown Lakes District Council	Queenstown Lakes District, Otago	10147372	10142570	3298	{283346DB-8540-479B-98EA-91BF99CFB657}	HAWEA ESPLANADE	Aib-24	Sewerage	Generator	Generator	1988	01/01/1988	$99,817.74	$99,817.74	$8,995.12	$108,812.86	Indemnity	$5,090.61
Queenstown Lakes District Council	Queenstown Lakes District, Otago	10147373	10142604	3836	{14EF4B20-0465-4DBA-8FFE-97C7DBFF07C5}	DOMAIN ROAD RD 2 WANAKA 9382	Aib-24	Sewerage	Generator	Generator	1988	01/01/1988	$99,817.74	$99,817.74	$8,995.12	$108,812.86	Indemnity	$19,344.34
Queenstown Lakes District Council	Queenstown Lakes District, Otago	10147374	10142554	3470	{5DEDF20F-21CC-4219-BFCC-1771FF6DC8FD}	700 MOKE LAKE ROAD BEN LOMOND QUEENSTOWN 9371	Aib-24	Sewerage	Generator	Generator	2000	01/01/2000	$99,817.74	$99,817.74	$8,995.12	$108,812.86	Indemnity	$26,378.64
Queenstown Lakes District Council	Queenstown Lakes District, Otago	10147375	10142614	206944	{D5657136-69A8-42AA-9950-92C7BAD61D7F}	3840 ALICE BURN DRIVE RD 3 CROMWELL 9383	Aib-24	Water Supply	Fan	Fan			$2,368.70	$2,368.70	$213.46	$2,582.16	Indemnity	$191.27
Queenstown Lakes District Council	Queenstown Lakes District, Otago	10147376	10142613	210100	{A8583AED-3506-4687-84A0-9DB24649ADD6}	WANAKA-MOUNT ASPIRING ROAD WANAKA 9382	Aib-24	Water Supply	Backflow Device	Backflow Preventor			$5,059.55	$5,059.55	$455.94	$5,515.50	Indemnity	$1,750.94
Queenstown Lakes District Council	Queenstown Lakes District, Otago	10146367	10142570	3297	{283346DB-8540-479B-98EA-91BF99CFB657}	HAWEA ESPLANADE	Aib-24	Sewerage	TPBS Valves	Non Return Valve	1988	01/01/1988	$2,148.86	$2,148.86	$193.65	$2,342.51	Indemnity	$667.88
Queenstown Lakes District Council	Queenstown Lakes District, Otago	10146368	10142585	3014	{767761CE-6F02-4C52-82D7-98197697E501}	WANAKA-MOUNT ASPIRING ROAD WANAKA 9382	Aib-24	Water Supply	TPBS Valves	Non Return Valve	1997	01/01/1997	$4,101.35	$4,101.35	$369.59	$4,470.94	Indemnity	$1,949.58
Queenstown Lakes District Council	Queenstown Lakes District, Otago	10146369	10142580	3742	{CBD06528-72E0-4678-BC4A-93B207D1B10E}	163 ARDMORE STREET WANAKA 9305	Aib-24	Sewerage	TPBS Valves	Valve	1974	01/01/1974	$3,125.92	$3,125.92	$281.69	$3,407.62	Reinstatement	$3,407.62
Queenstown Lakes District Council	Queenstown Lakes District, Otago	10146370	10142585	3015	{767761CE-6F02-4C52-82D7-98197697E501}	WANAKA-MOUNT ASPIRING ROAD WANAKA 9382	Aib-24	Water Supply	TPBS Valves	Non Return Valve	1997	01/01/1997	$4,101.35	$4,101.35	$369.59	$4,470.94	Indemnity	$1,949.58
Queenstown Lakes District Council	Queenstown Lakes District, Otago	10146371	10142594	213857	{E616D674-93A2-4D96-B069-CD60323E1486}	GLENDA DRIVE	Aib-24	Water Supply	TPBS Valves	Valve			$11,718.13	$11,718.13	$1,055.98	$12,774.12	Indemnity	$4,595.94
Queenstown Lakes District Council	Queenstown Lakes District, Otago	10146372	10142585	3018	{767761CE-6F02-4C52-82D7-98197697E501}	WANAKA-MOUNT ASPIRING ROAD WANAKA 9382	Aib-24	Water Supply	TPBS Valves	Valve	1997	01/01/1997	$4,101.35	$4,101.35	$369.59	$4,470.94	Indemnity	$1,949.58
Queenstown Lakes District Council	Queenstown Lakes District, Otago	10146373	10142594	213855	{E616D674-93A2-4D96-B069-CD60323E1486}	GLENDA DRIVE	Aib-24	Water Supply	TPBS Valves	Valve			$11,718.13	$11,718.13	$1,055.98	$12,774.12	Indemnity	$5,998.69
Queenstown Lakes District Council	Queenstown Lakes District, Otago	10146374	10142570	206905	{283346DB-8540-479B-98EA-91BF99CFB657}	HAWEA ESPLANADE	Aib-24	Sewerage	TPBS Valves	Valve			$11,718.13	$11,718.13	$1,055.98	$12,774.12	Indemnity	$597.61
Queenstown Lakes District Council	Queenstown Lakes District, Otago	10146375	10142570	3296	{283346DB-8540-479B-98EA-91BF99CFB657}	HAWEA ESPLANADE	Aib-24	Sewerage	TPBS Valves	Non Return Valve	1988	01/01/1988	$2,148.86	$2,148.86	$193.65	$2,342.51	Indemnity	$667.88
Queenstown Lakes District Council	Queenstown Lakes District, Otago	10146376	10142580	3741	{CBD06528-72E0-4678-BC4A-93B207D1B10E}	163 ARDMORE STREET WANAKA 9305	Aib-24	Sewerage	TPBS Valves	Valve	1974	01/01/1974	$3,125.92	$3,125.92	$281.69	$3,407.62	Reinstatement	$3,407.62
Queenstown Lakes District Council	Queenstown Lakes District, Otago	10146377	10142594	213858	{E616D674-93A2-4D96-B069-CD60323E1486}	GLENDA DRIVE	Aib-24	Water Supply	TPBS Valves	Isolating Valve			$3,125.92	$3,125.92	$281.69	$3,407.62	Indemnity	$1,600.21
Queenstown Lakes District Council	Queenstown Lakes District, Otago	10146378	10142611	3363	{6AB85459-F98F-4B45-BF58-32E06558AD54}	KIRIMOKO CRESCENT WANAKA 9305	Aib-24	Water Supply	TPBS Valves	Valve			$13,475.85	$13,475.85	$1,214.38	$14,690.23	Indemnity	$8,705.25
Queenstown Lakes District Council	Queenstown Lakes District, Otago	10146379	10142600	2858	{EA00FD14-D04D-4FB9-A0BA-93E642E8E429}	PENINSULA ROAD KELVIN HEIGHTS QUEENSTOWN 9300	Aib-24	Water Supply	TPBS Valves	Valve	2002	01/01/2002	$4,101.35	$4,101.35	$369.59	$4,470.94	Indemnity	$2,355.04
Queenstown Lakes District Council	Queenstown Lakes District, Otago	10146380	10142609	209666	{E418C03F-E51F-4F64-BCDB-3076A1CA7AD1}	#N/A	Aib-24	Water Supply	TPBS Valves	Valve			$11,718.13	$11,718.13	$1,055.98	$12,774.12	Indemnity	$2,433.14
Queenstown Lakes District Council	Queenstown Lakes District, Otago	10146381	10142589	228684	{B307C4EC-CC6E-407E-9D6C-4861428A5998}	MIDDLESEX STREET ARROWTOWN 9302	Aib-24	Water Supply	TPBS Valves	Isolating Valve	2003	01/06/2003	$3,125.92	$3,125.92	$281.69	$3,407.62	Indemnity	$2,019.31
Queenstown Lakes District Council	Queenstown Lakes District, Otago	10146382	10142616	209937	{CEB3A98D-56AF-4112-97B4-9788EEBEF95E}	91 WILDING ROAD RD 1 QUEENSTOWN 9371	Aib-24	Water Supply	TPBS Valves	Valve	2002	01/01/2002	$11,718.13	$11,718.13	$1,055.98	$12,774.12	Indemnity	$6,641.41
Queenstown Lakes District Council	Queenstown Lakes District, Otago	10146383	10142611	3361	{6AB85459-F98F-4B45-BF58-32E06558AD54}	KIRIMOKO CRESCENT WANAKA 9305	Aib-24	Water Supply	TPBS Valves	Valve	2003	01/01/2003	$13,475.85	$13,475.85	$1,214.38	$14,690.23	Indemnity	$8,705.25
Queenstown Lakes District Council	Queenstown Lakes District, Otago	10146384	10142552	3437	{2190EC7C-4D3B-4B45-B25E-D60E29A287BC}	59 ARROWTOWN-LAKE HAYES ROAD RD 1 QUEENSTOWN 9371	Aib-24	Sewerage	TPBS Valves	Valve	2009	01/07/2009	$3,125.92	$3,125.92	$281.69	$3,407.62	Indemnity	$2,171.71
Queenstown Lakes District Council	Queenstown Lakes District, Otago	10146385	10005502	3089	{84C8126C-EBB5-4246-9907-805214BDAA39}	LAKE HAWEA-ALBERT TOWN ROAD RD 2 WANAKA 9382	Aib-24	Water Supply	TPBS Valves	Valve	1991	01/01/1991	$4,101.35	$4,101.35	$369.59	$4,470.94	Reinstatement	$4,470.94
Queenstown Lakes District Council	Queenstown Lakes District, Otago	10146386	10142582	210718	{477EA4C2-25BA-4D6A-BEC9-539B3FCAF720}	BEACON POINT ROAD WANAKA 9305	Aib-24	Water Supply	TPBS Valves	Valve	2003	01/01/2003	$4,101.35	$4,101.35	$369.59	$4,470.94	Reinstatement	$4,470.94
Queenstown Lakes District Council	Queenstown Lakes District, Otago	10146387	10142603	209632	{EC46EEB1-EF9F-48C0-95C7-4CA024BE0281}	GLENORCHY-QUEENSTOWN ROAD CLOSEBURN QUEENSTOWN 9371	Aib-24	Water Supply	TPBS Valves	Valve	2000	01/01/2000	$3,125.92	$3,125.92	$281.69	$3,407.62	Reinstatement	$3,407.62
Queenstown Lakes District Council	Queenstown Lakes District, Otago	10146388	10142548	3419	{11D272C7-95C7-40F1-AB59-FC7B0216C5DD}	NORFOLK STREET	Aib-24	Sewerage	TPBS Valves	Valve	1994	01/01/1994	$3,125.92	$3,125.92	$281.69	$3,407.62	Indemnity	$1,314.46
Queenstown Lakes District Council	Queenstown Lakes District, Otago	10146389	10142592	2898	{1441677E-AEC0-486C-A09A-41F9129EEF70}	HOWARDS DRIVE LAKE HAYES QUEENSTOWN 9304	Aib-24	Water Supply	TPBS Valves	Valve	2006	01/01/2006	$2,148.86	$2,148.86	$193.65	$2,342.51	Indemnity	$1,375.04
Queenstown Lakes District Council	Queenstown Lakes District, Otago	10146390	10142600	225943	{EA00FD14-D04D-4FB9-A0BA-93E642E8E429}	PENINSULA ROAD KELVIN HEIGHTS QUEENSTOWN 9300	Aib-24	Water Supply	TPBS Valves	Valve	2009	01/06/2009	$11,718.13	$11,718.13	$1,055.98	$12,774.12	Indemnity	$8,141.08
Queenstown Lakes District Council	Queenstown Lakes District, Otago	10146391	10142641	221363	{F64CD052-0457-4E83-935B-E5DF01601346}	1128 WANAKA-MOUNT ASPIRING ROAD GLENDHU BAY WANAKA 9382	Aib-24	Water Supply	TPBS Valves	Non Return Valve	2010	29/11/2010	$2,148.86	$2,148.86	$193.65	$2,342.51	Indemnity	$1,532.19
Queenstown Lakes District Council	Queenstown Lakes District, Otago	10146392	10142639	211047	{AF4FF693-BC8F-4063-A66B-BEF6C5395D18}	WAN-LUGG HWY	Aib-24	Sewerage	TPBS Valves	Valve	2005	10/11/2005	$2,343.63	$2,343.63	$211.20	$2,554.82	Indemnity	$1,456.83
Queenstown Lakes District Council	Queenstown Lakes District, Otago	10146393	10142600	2860	{EA00FD14-D04D-4FB9-A0BA-93E642E8E429}	PENINSULA ROAD KELVIN HEIGHTS QUEENSTOWN 9300	Aib-24	Water Supply	TPBS Valves	Valve	2002	01/01/2002	$4,101.35	$4,101.35	$369.59	$4,470.94	Indemnity	$2,355.04
Queenstown Lakes District Council	Queenstown Lakes District, Otago	10146394	10142609	209655	{E418C03F-E51F-4F64-BCDB-3076A1CA7AD1}	#N/A	Aib-24	Water Supply	TPBS Valves	Isolating Valve			$3,125.92	$3,125.92	$281.69	$3,407.62	Indemnity	$649.06
Queenstown Lakes District Council	Queenstown Lakes District, Otago	10146395	10142582	210716	{477EA4C2-25BA-4D6A-BEC9-539B3FCAF720}	BEACON POINT ROAD WANAKA 9305	Aib-24	Water Supply	TPBS Valves	Valve	2003	01/01/2003	$4,101.35	$4,101.35	$369.59	$4,470.94	Reinstatement	$4,470.94
Queenstown Lakes District Council	Queenstown Lakes District, Otago	10146396	10142611	3362	{6AB85459-F98F-4B45-BF58-32E06558AD54}	KIRIMOKO CRESCENT WANAKA 9305	Aib-24	Water Supply	TPBS Valves	Valve	2003	01/01/2003	$13,475.85	$13,475.85	$1,214.38	$14,690.23	Indemnity	$8,705.25
Queenstown Lakes District Council	Queenstown Lakes District, Otago	10146397	10142589	228685	{B307C4EC-CC6E-407E-9D6C-4861428A5998}	MIDDLESEX STREET ARROWTOWN 9302	Aib-24	Water Supply	TPBS Valves	Isolating Valve	2003	01/06/2003	$3,125.92	$3,125.92	$281.69	$3,407.62	Indemnity	$2,019.31
Queenstown Lakes District Council	Queenstown Lakes District, Otago	10146398	10142600	2856	{EA00FD14-D04D-4FB9-A0BA-93E642E8E429}	PENINSULA ROAD KELVIN HEIGHTS QUEENSTOWN 9300	Aib-24	Water Supply	TPBS Valves	Valve	2002	01/01/2002	$4,101.35	$4,101.35	$369.59	$4,470.94	Indemnity	$2,355.04
Queenstown Lakes District Council	Queenstown Lakes District, Otago	10146399	10142600	225941	{EA00FD14-D04D-4FB9-A0BA-93E642E8E429}	PENINSULA ROAD KELVIN HEIGHTS QUEENSTOWN 9300	Aib-24	Water Supply	TPBS Valves	Valve	2009	01/06/2009	$11,718.13	$11,718.13	$1,055.98	$12,774.12	Indemnity	$8,141.08
Queenstown Lakes District Council	Queenstown Lakes District, Otago	10146400	10142582	210717	{477EA4C2-25BA-4D6A-BEC9-539B3FCAF720}	BEACON POINT ROAD WANAKA 9305	Aib-24	Water Supply	TPBS Valves	Valve	2003	01/01/2003	$4,101.35	$4,101.35	$369.59	$4,470.94	Reinstatement	$4,470.94
Queenstown Lakes District Council	Queenstown Lakes District, Otago	10146401	10142616	209939	{CEB3A98D-56AF-4112-97B4-9788EEBEF95E}	91 WILDING ROAD RD 1 QUEENSTOWN 9371	Aib-24	Water Supply	TPBS Valves	Valve	2002	01/01/2002	$11,718.13	$11,718.13	$1,055.98	$12,774.12	Indemnity	$6,641.41
Queenstown Lakes District Council	Queenstown Lakes District, Otago	10146402	10142603	2752	{EC46EEB1-EF9F-48C0-95C7-4CA024BE0281}	GLENORCHY-QUEENSTOWN ROAD CLOSEBURN QUEENSTOWN 9371	Aib-24	Water Supply	TPBS Valves	Valve	2000	01/01/2000	$3,125.92	$3,125.92	$281.69	$3,407.62	Reinstatement	$3,407.62
Queenstown Lakes District Council	Queenstown Lakes District, Otago	10146403	10142582	249401	{477EA4C2-25BA-4D6A-BEC9-539B3FCAF720}	BEACON POINT ROAD WANAKA 9305	Aib-24	Water Supply	TPBS Valves	Valve	2014	20/06/2014	$5,860.70	$5,860.70	$528.14	$6,388.84	Reinstatement	$6,388.84
Queenstown Lakes District Council	Queenstown Lakes District, Otago	10146404	10142581	2836	{CBD8C761-31C7-44E6-9896-6FCD77CC7C54}	MAKARORA-LAKE HAWEA ROAD MAKARORA WANAKA 9382	Aib-24	Water Supply	TPBS Valves	Valve	1991	01/01/1991	$2,929.53	$2,929.53	$264.00	$3,193.53	Indemnity	$1,135.47
Queenstown Lakes District Council	Queenstown Lakes District, Otago	10146405	10005508	3086	{63031EA5-52EB-43AB-B0B8-1BB5B3456BFF}	SHIEL STREET GLENORCHY 9372	Aib-24	Water Supply	TPBS Valves	Valve	1991	01/01/1991	$4,101.35	$4,101.35	$369.59	$4,470.94	Reinstatement	$4,470.94
Queenstown Lakes District Council	Queenstown Lakes District, Otago	10146407	10142603	246052	{EC46EEB1-EF9F-48C0-95C7-4CA024BE0281}	GLENORCHY-QUEENSTOWN ROAD CLOSEBURN QUEENSTOWN 9371	Aib-24	Water Supply	TPBS Valves	Valve	2000	01/01/2000	$5,860.70	$5,860.70	$528.14	$6,388.84	Reinstatement	$6,388.84
Queenstown Lakes District Council	Queenstown Lakes District, Otago	10146408	10142641	221364	{F64CD052-0457-4E83-935B-E5DF01601346}	1128 WANAKA-MOUNT ASPIRING ROAD GLENDHU BAY WANAKA 9382	Aib-24	Water Supply	TPBS Valves	Non Return Valve	2010	29/11/2010	$2,148.86	$2,148.86	$193.65	$2,342.51	Indemnity	$1,532.19
Queenstown Lakes District Council	Queenstown Lakes District, Otago	10146409	10142611	3360	{6AB85459-F98F-4B45-BF58-32E06558AD54}	KIRIMOKO CRESCENT WANAKA 9305	Aib-24	Water Supply	TPBS Valves	Valve	2003	01/01/2003	$13,475.85	$13,475.85	$1,214.38	$14,690.23	Indemnity	$8,705.25
Queenstown Lakes District Council	Queenstown Lakes District, Otago	10146410	10142552	206975	{2190EC7C-4D3B-4B45-B25E-D60E29A287BC}	59 ARROWTOWN-LAKE HAYES ROAD RD 1 QUEENSTOWN 9371	Aib-24	Sewerage	TPBS Valves	Valve	2009	01/07/2009	$3,125.92	$3,125.92	$281.69	$3,407.62	Indemnity	$2,171.71
Queenstown Lakes District Council	Queenstown Lakes District, Otago	10146411	10142616	209940	{CEB3A98D-56AF-4112-97B4-9788EEBEF95E}	91 WILDING ROAD RD 1 QUEENSTOWN 9371	Aib-24	Water Supply	TPBS Valves	Valve	2002	01/01/2002	$11,718.13	$11,718.13	$1,055.98	$12,774.12	Indemnity	$6,641.41
Queenstown Lakes District Council	Queenstown Lakes District, Otago	10146412	10142616	209938	{CEB3A98D-56AF-4112-97B4-9788EEBEF95E}	91 WILDING ROAD RD 1 QUEENSTOWN 9371	Aib-24	Water Supply	TPBS Valves	Valve	2002	01/01/2002	$11,718.13	$11,718.13	$1,055.98	$12,774.12	Indemnity	$6,641.41
Queenstown Lakes District Council	Queenstown Lakes District, Otago	10146413	10142589	228683	{B307C4EC-CC6E-407E-9D6C-4861428A5998}	MIDDLESEX STREET ARROWTOWN 9302	Aib-24	Water Supply	TPBS Valves	Isolating Valve	2003	01/06/2003	$3,125.92	$3,125.92	$281.69	$3,407.62	Indemnity	$2,019.31
Queenstown Lakes District Council	Queenstown Lakes District, Otago	10146414	10142600	225942	{EA00FD14-D04D-4FB9-A0BA-93E642E8E429}	PENINSULA ROAD KELVIN HEIGHTS QUEENSTOWN 9300	Aib-24	Water Supply	TPBS Valves	Valve	1984	01/01/1984	$11,718.13	$11,718.13	$1,055.98	$12,774.12	Indemnity	$4,029.08
Queenstown Lakes District Council	Queenstown Lakes District, Otago	10146415	10142639	211045	{AF4FF693-BC8F-4063-A66B-BEF6C5395D18}	WAN-LUGG HWY	Aib-24	Sewerage	TPBS Valves	Valve	2005	10/11/2005	$2,343.63	$2,343.63	$211.20	$2,554.82	Indemnity	$1,456.83
Queenstown Lakes District Council	Queenstown Lakes District, Otago	10146416	10142641	221382	{F64CD052-0457-4E83-935B-E5DF01601346}	1128 WANAKA-MOUNT ASPIRING ROAD GLENDHU BAY WANAKA 9382	Aib-24	Water Supply	TPBS Valves	Valve	2010	29/11/2010	$2,148.86	$2,148.86	$193.65	$2,342.51	Indemnity	$1,532.19
Queenstown Lakes District Council	Queenstown Lakes District, Otago	10146417	10142548	3418	{11D272C7-95C7-40F1-AB59-FC7B0216C5DD}	NORFOLK STREET	Aib-24	Sewerage	TPBS Valves	Valve	1994	01/01/1994	$3,125.92	$3,125.92	$281.69	$3,407.62	Indemnity	$1,314.46
Queenstown Lakes District Council	Queenstown Lakes District, Otago	10146418	10142600	2859	{EA00FD14-D04D-4FB9-A0BA-93E642E8E429}	PENINSULA ROAD KELVIN HEIGHTS QUEENSTOWN 9300	Aib-24	Water Supply	TPBS Valves	Valve	2002	01/01/2002	$4,101.35	$4,101.35	$369.59	$4,470.94	Indemnity	$2,355.04
Queenstown Lakes District Council	Queenstown Lakes District, Otago	10146419	10142589	228686	{B307C4EC-CC6E-407E-9D6C-4861428A5998}	MIDDLESEX STREET ARROWTOWN 9302	Aib-24	Water Supply	TPBS Valves	Isolating Valve	2003	01/06/2003	$3,125.92	$3,125.92	$281.69	$3,407.62	Indemnity	$2,019.31
Queenstown Lakes District Council	Queenstown Lakes District, Otago	10146420	10142641	221383	{F64CD052-0457-4E83-935B-E5DF01601346}	1128 WANAKA-MOUNT ASPIRING ROAD GLENDHU BAY WANAKA 9382	Aib-24	Water Supply	TPBS Valves	Valve	2010	29/11/2010	$2,148.86	$2,148.86	$193.65	$2,342.51	Indemnity	$1,532.19
Queenstown Lakes District Council	Queenstown Lakes District, Otago	10146421	10142552	206976	{2190EC7C-4D3B-4B45-B25E-D60E29A287BC}	59 ARROWTOWN-LAKE HAYES ROAD RD 1 QUEENSTOWN 9371	Aib-24	Sewerage	TPBS Valves	Valve	2009	01/07/2009	$3,125.92	$3,125.92	$281.69	$3,407.62	Indemnity	$2,171.71
Queenstown Lakes District Council	Queenstown Lakes District, Otago	10146422	10142620	209660	{06781CC6-B1E9-4E63-B20E-69131BD675AB}	GLENORCHY-QUEENSTOWN ROAD CLOSEBURN QUEENSTOWN 9371	Aib-24	Water Supply	TPBS Valves	Valve	1987	01/06/1987	$11,718.13	$11,718.13	$1,055.98	$12,774.12	Indemnity	$1,351.75
Queenstown Lakes District Council	Queenstown Lakes District, Otago	10146423	10142600	2857	{EA00FD14-D04D-4FB9-A0BA-93E642E8E429}	PENINSULA ROAD KELVIN HEIGHTS QUEENSTOWN 9300	Aib-24	Water Supply	TPBS Valves	Valve	2002	01/01/2002	$4,101.35	$4,101.35	$369.59	$4,470.94	Indemnity	$2,355.04
Queenstown Lakes District Council	Queenstown Lakes District, Otago	10146424	10142584	2998	{BA75368B-EB32-42CE-B5DB-1FEB1B136268}	20 ANDERSON ROAD WANAKA 9305	Aib-24	Water Supply	TPBS Valves	Air Bleed Valve	1989	01/01/1989	$6,808.31	$6,808.31	$613.53	$7,421.84	Indemnity	$2,546.26
Queenstown Lakes District Council	Queenstown Lakes District, Otago	10146425	10142590	209922	{73B28147-EAB0-4E3A-9195-8603DCE61449}	RUTHERFORD ROAD RD 1 QUEENSTOWN 9371	Aib-24	Water Supply	TPBS Valves	Surge Anticipating V	2002	01/01/2002	$9,135.29	$9,135.29	$823.23	$9,958.52	Indemnity	$2,766.23
Queenstown Lakes District Council	Queenstown Lakes District, Otago	10146426	10142860	224854	{426B6454-AEE7-45D7-8962-6BEB95D1EE99}	#N/A	Aib-24	Water Supply	Electrical Equipment	Telemetry			$37,170.90	$37,170.90	$3,349.67	$40,520.57	Indemnity	$7,203.59
Queenstown Lakes District Council	Queenstown Lakes District, Otago	10146427	10142623	202064	{8E0D674A-5C93-471A-B834-A81AE41C2BC2}	DOMAIN ROAD	Aib-24	Sewerage	Electrical Equipment	Telemetry			$42,550.90	$42,550.90	$3,834.49	$46,385.39	Indemnity	$4,581.23
Queenstown Lakes District Council	Queenstown Lakes District, Otago	10146428	10142647	241985	{7378C279-7B9E-4108-B4B4-80695774E1E1}	69 NICHOL STREET RD 2 WANAKA 9382	Aib-24	Sewerage	Electrical Equipment	Telemetry	2002	01/01/2002	$48,362.93	$48,362.93	$4,358.25	$52,721.18	reinstatement	$52,721.18
Queenstown Lakes District Council	Queenstown Lakes District, Otago	10146429	10142546	3874	{A1464184-322C-445A-B5CB-E01E4F481370}	3840 ALICE BURN DRIVE RD 3 CROMWELL 9383	Aib-24	Sewerage	Electrical Equipment	Telemetry	2006	01/01/2006	$45,504.72	$45,504.72	$4,100.68	$49,605.39	Indemnity	$4,409.33
Queenstown Lakes District Council	Queenstown Lakes District, Otago	10146430	10142587	2828	{036A3D05-D9AB-460F-9DE6-565470B8F619}	GLENORCHY-QUEENSTOWN ROAD CLOSEBURN QUEENSTOWN 9371	Aib-24	Water Supply	Electrical Equipment	Telemetry	2004	01/01/2004	$47,885.52	$47,885.52	$4,315.22	$52,200.74	Indemnity	$4,218.20
Queenstown Lakes District Council	Queenstown Lakes District, Otago	10146431	10142567	3524	{1A6BBC63-F933-4C82-9843-88E125325CB4}	CEDAR DRIVE	Aib-24	Sewerage	Electrical Equipment	Telemetry	1995	01/01/1995	$50,476.61	$50,476.61	$4,548.72	$55,025.33	Indemnity	$3,155.55
Queenstown Lakes District Council	Queenstown Lakes District, Otago	10146432	10005510	3077	{B74C0D24-06EC-4EDC-8E19-B118A11D4AFD}	13 CROWS NEST ROAD ARTHURS POINT QUEENSTOWN 9371	Aib-24	Water Supply	Electrical Equipment	Telemetry	2004	01/01/2004	$47,885.52	$47,885.52	$4,315.22	$52,200.74	Reinstatement	$52,200.74
Queenstown Lakes District Council	Queenstown Lakes District, Otago	10146433	10142624	79353	{98499929-9F82-4319-BF12-E9E0ABE5ED5C}	SIR TIM WALLIS DRIVE RD 2 WANAKA 9305	Aib-24	Sewerage	Electrical Equipment	Telemetry	2008	04/11/2008	$42,550.90	$42,550.90	$3,834.49	$46,385.39	Indemnity	$4,581.23
Queenstown Lakes District Council	Queenstown Lakes District, Otago	10146434	10142625	79354	{6EFDB77B-3B91-437E-8013-7F0743951CC5}	ALBERTOWN	Aib-24	Sewerage	Electrical Equipment	Telemetry	2008	04/11/2008	$42,550.90	$42,550.90	$3,834.49	$46,385.39	Indemnity	$4,581.23
Queenstown Lakes District Council	Queenstown Lakes District, Otago	10146435	10142538	3715	{55E5F05B-DB4D-4B72-A89E-18C47BF9A71D}	APARTMENT E/54D SARGOOD DRIVE WANAKA 9305	Aib-24	Sewerage	Electrical Equipment	Telemetry	2001	01/01/2001	$50,476.61	$50,476.61	$4,548.72	$55,025.33	Indemnity	$3,912.88
Queenstown Lakes District Council	Queenstown Lakes District, Otago	10146436	10142596	3061	{67ACA9CD-4BAF-4091-A481-F42CA9112221}	11A PANNERS WAY QUEENSTOWN 9300	Aib-24	Water Supply	Electrical Equipment	Telemetry	1996	01/01/1996	$50,476.61	$50,476.61	$4,548.72	$55,025.33	Indemnity	$3,260.73
Queenstown Lakes District Council	Queenstown Lakes District, Otago	10146437	10142608	210963	{EC813BBC-0598-4A04-85B0-910A34B3C69A}	4 SHOTOVER DELTA ROAD LOWER SHOTOVER QUEENSTOWN 9304	Aib-24	Sewerage	Electrical Equipment	Telemetry			$50,476.61	$50,476.61	$4,548.72	$55,025.33	Reinstatement	$55,025.33
Queenstown Lakes District Council	Queenstown Lakes District, Otago	10146438	10142558	3482	{8140ABC2-039A-4444-AE36-570292AD2576}	13 LAKE AVENUE FRANKTON QUEENSTOWN 9300	Aib-24	Sewerage	Electrical Equipment	Telemetry	1994	01/01/1994	$50,476.61	$50,476.61	$4,548.72	$55,025.33	Indemnity	$3,056.94
Queenstown Lakes District Council	Queenstown Lakes District, Otago	10146439	10142575	3391	{7626DB93-6980-4CE5-AE08-3E6D0CBEE828}	76 ALISON AVENUE ALBERT TOWN WANAKA 9305	Aib-24	Sewerage	Electrical Equipment	Telemetry	1999	01/01/1999	$50,476.61	$50,476.61	$4,548.72	$55,025.33	Indemnity	$3,623.03
Queenstown Lakes District Council	Queenstown Lakes District, Otago	10146440	10142639	231876	{AF4FF693-BC8F-4063-A66B-BEF6C5395D18}	WAN-LUGG HWY	Aib-24	Sewerage	Electrical Equipment	Telemetry	2007	01/01/2007	$43,622.33	$43,622.33	$3,931.04	$47,553.37	Indemnity	$4,449.40
Queenstown Lakes District Council	Queenstown Lakes District, Otago	10146441	10142853	224833	{0AF589C4-68D6-44D4-A70A-8562FF835E59}	#N/A	Aib-24	Water Supply	Electrical Equipment	Telemetry			$37,170.90	$37,170.90	$3,349.67	$40,520.57	Indemnity	$7,203.59
Queenstown Lakes District Council	Queenstown Lakes District, Otago	10146442	10142574	3371	{D1A87C22-9F13-4E01-99A9-9D546A1F1FC5}	126 ALISON AVENUE ALBERT TOWN WANAKA 9305	Aib-24	Sewerage	Electrical Equipment	Telemetry	1998	01/01/1998	$50,476.61	$50,476.61	$4,548.72	$55,025.33	Indemnity	$3,493.64
Queenstown Lakes District Council	Queenstown Lakes District, Otago	10146443	10142589	227485	{B307C4EC-CC6E-407E-9D6C-4861428A5998}	MIDDLESEX STREET ARROWTOWN 9302	Aib-24	Water Supply	Electrical Equipment	Telemetry	2012	03/02/2012	$37,170.90	$37,170.90	$3,349.67	$40,520.57	Indemnity	$9,004.49
Queenstown Lakes District Council	Queenstown Lakes District, Otago	10146444	10142602	2976	{9C18173E-1F6A-44D4-8785-624992AA7CD5}	GLENORCHY-QUEENSTOWN ROAD CLOSEBURN QUEENSTOWN 9371	Aib-24	Water Supply	Electrical Equipment	Telemetry	2004	01/01/2004	$47,885.52	$47,885.52	$4,315.22	$52,200.74	Indemnity	$4,218.20
Queenstown Lakes District Council	Queenstown Lakes District, Otago	10146445	10142856	224872	{6DBC304B-9B1C-4490-832D-C51382628E62}	#N/A	Aib-24	Water Supply	Electrical Equipment	Telemetry			$37,170.90	$37,170.90	$3,349.67	$40,520.57	Indemnity	$7,203.59
Queenstown Lakes District Council	Queenstown Lakes District, Otago	10146446	10142570	3045	{283346DB-8540-479B-98EA-91BF99CFB657}	HAWEA ESPLANADE	Aib-24	Sewerage	Electrical Equipment	Telemetry	2011	11/04/2011	$30,955.98	$30,955.98	$2,789.61	$33,745.59	Indemnity	$3,999.44
Queenstown Lakes District Council	Queenstown Lakes District, Otago	10146447	10142580	3744	{CBD06528-72E0-4678-BC4A-93B207D1B10E}	163 ARDMORE STREET WANAKA 9305	Aib-24	Sewerage	Electrical Equipment	Telemetry	2007	01/01/2007	$43,622.33	$43,622.33	$3,931.04	$47,553.37	Reinstatement	$47,553.37
Queenstown Lakes District Council	Queenstown Lakes District, Otago	10146448	10142597	240846	{E53D3297-9713-4766-9806-99D9683A4DF7}	MANCHESTER PLACE QUEENSTOWN 9300	Aib-24	Water Supply	Electrical Equipment	Telemetry	2013	01/05/2013	$33,803.50	$33,803.50	$3,046.22	$36,849.72	Indemnity	$8,734.67
Queenstown Lakes District Council	Queenstown Lakes District, Otago	10146449	10142569	250957	{201B972B-7B33-4F90-B798-F691FB77F6A7}	LAKEVIEW TERRACE RD 2 WANAKA 9382	Aib-24	Sewerage	Electrical Equipment	Telemetry	2014	01/11/2014	$33,592.82	$33,592.82	$3,027.23	$36,620.05	Indemnity	$10,850.29
Queenstown Lakes District Council	Queenstown Lakes District, Otago	10146451	10142591	2813	{8CFCEF46-86CC-4D39-BCE8-AF5BF3F312BF}	OXENBRIDGE TUNNEL ROAD RD 1 QUEENSTOWN 9371	Aib-24	Water Supply	Electrical Equipment	Telemetry	1996	01/01/1996	$50,476.61	$50,476.61	$4,548.72	$55,025.33	Indemnity	$3,260.73
Queenstown Lakes District Council	Queenstown Lakes District, Otago	10146453	10142547	224290	{AEADAC2C-9FD2-4F50-B20B-CCB6EF8C23A7}	1125 MALAGHANS ROAD RD 1 QUEENSTOWN 9371	Aib-24	Sewerage	Electrical Equipment	Telemetry	2011	01/04/2011	$30,955.98	$30,955.98	$2,789.61	$33,745.59	Indemnity	$5,624.22
Queenstown Lakes District Council	Queenstown Lakes District, Otago	10146454	10005513	3122	{5EA3AF37-8F1D-43A0-B278-FA00A674AF37}	GOLDFIELD HEIGHTS QUEENSTOWN 9300	Aib-24	Water Supply	Electrical Equipment	Telemetry	2003	01/01/2003	$46,732.19	$46,732.19	$4,211.29	$50,943.48	Reinstatement	$50,943.48
Queenstown Lakes District Council	Queenstown Lakes District, Otago	10146455	10142595	2936	{C34329D2-030B-4A6A-AC91-5DC53195E362}	MARINA DRIVER	Aib-24	Water Supply	Electrical Equipment	Telemetry	2003	01/01/2003	$46,732.19	$46,732.19	$4,211.29	$50,943.48	Indemnity	$3,937.63
Queenstown Lakes District Council	Queenstown Lakes District, Otago	10146456	10005508	233013	{63031EA5-52EB-43AB-B0B8-1BB5B3456BFF}	SHIEL STREET GLENORCHY 9372	Aib-24	Water Supply	Electrical Equipment	Telemetry	2002	01/01/2002	$48,362.93	$48,362.93	$4,358.25	$52,721.18	Reinstatement	$52,721.18
Queenstown Lakes District Council	Queenstown Lakes District, Otago	10146457	10142619	3209	{89034D7D-5C5D-4987-9FB3-9F51E14509EE}	PENINSULA ROAD KELVIN HEIGHTS QUEENSTOWN 9300	Aib-24	Water Supply	Electrical Equipment	Telemetry	2000	01/01/2000	$50,476.61	$50,476.61	$4,548.72	$55,025.33	Indemnity	$3,762.38
Queenstown Lakes District Council	Queenstown Lakes District, Otago	10146458	10142549	224393	{9A5BC8CC-0C45-4D57-96DC-3C687931084D}	109 MCDONNELL ROAD ARROWTOWN 9302	Aib-24	Sewerage	Electrical Equipment	Telemetry	2011	01/04/2011	$30,955.98	$30,955.98	$2,789.61	$33,745.59	Indemnity	$5,624.22
Queenstown Lakes District Council	Queenstown Lakes District, Otago	10146459	10142863	224852	{B1A6DD11-D7DA-4120-8C96-121C1539FE40}	#N/A	Aib-24	Water Supply	Electrical Equipment	Telemetry			$37,170.90	$37,170.90	$3,349.67	$40,520.57	Indemnity	$7,203.59
Queenstown Lakes District Council	Queenstown Lakes District, Otago	10146460	10142645	231084	{C696D0E2-F1C3-4077-89A7-A5EC3516416F}	BEACON POINT ROAD WANAKA 9305	Aib-24	Sewerage	Electrical Equipment	Telemetry	2011	01/12/2011	$30,955.98	$30,955.98	$2,789.61	$33,745.59	Indemnity	$5,624.22
Queenstown Lakes District Council	Queenstown Lakes District, Otago	10146462	10142586	2904	{97022BE6-D249-4544-9DF5-2F48D8FF126F}	3840 ALICE BURN DRIVE RD 3 CROMWELL 9383	Aib-24	Water Supply	Electrical Equipment	Telemetry	2000	01/01/2000	$50,476.61	$50,476.61	$4,548.72	$55,025.33	Indemnity	$3,762.38
Queenstown Lakes District Council	Queenstown Lakes District, Otago	10146463	10005506	231234	{EB1CA1D9-723D-42A6-8D0D-016D90DCFFF8}	WANAKA-MOUNT ASPIRING ROAD WANAKA 9382	Aib-24	Water Supply	Electrical Equipment	Telemetry	2012	13/02/2012	$37,170.90	$37,170.90	$3,349.67	$40,520.57	Reinstatement	$40,520.57
Queenstown Lakes District Council	Queenstown Lakes District, Otago	10146464	10142582	244114	{477EA4C2-25BA-4D6A-BEC9-539B3FCAF720}	BEACON POINT ROAD WANAKA 9305	Aib-24	Water Supply	Electrical Equipment	Telemetry	2013	25/11/2013	$33,803.50	$33,803.50	$3,046.22	$36,849.72	Reinstatement	$36,849.72
Queenstown Lakes District Council	Queenstown Lakes District, Otago	10146465	10142541	3767	{825A7785-0034-4D76-AC9A-117E32A14E38}	BALLANTYNE ROAD RD 2 WANAKA 9382	Aib-24	Sewerage	Electrical Equipment	Telemetry	2003	01/01/2003	$46,732.19	$46,732.19	$4,211.29	$50,943.48	Indemnity	$3,937.63
Queenstown Lakes District Council	Queenstown Lakes District, Otago	10146466	10142540	3729	{C8B1DF84-FB15-494B-84FD-6DEC465E0DF0}	26 GORDON ROAD WANAKA 9305	Aib-24	Sewerage	Flow Meter	Flowmeter	2006	01/01/2006	$18,958.61	$18,958.61	$1,708.46	$20,667.08	Indemnity	$2,624.37
Queenstown Lakes District Council	Queenstown Lakes District, Otago	10146468	10142640	217457	{62031361-5EC6-4739-9CAF-9F9D269D40C7}	HIDDEN HILLS DRIVE WANAKA 9305	Aib-24	Water Supply	Electrical Equipment	Telemetry			$30,955.98	$30,955.98	$2,789.61	$33,745.59	Indemnity	$3,999.44
Queenstown Lakes District Council	Queenstown Lakes District, Otago	10146469	10005512	257771	{FAF4422F-0A45-4CDC-9ADC-86B77D110FA3}	JIMS WAY RD 1 QUEENSTOWN 9371	Aib-24	Water Supply	Electrical Equipment	Telemetry	2014	01/09/2014	$33,592.82	$33,592.82	$3,027.23	$36,620.05	Reinstatement	$36,620.05
Queenstown Lakes District Council	Queenstown Lakes District, Otago	10146470	10142621	79274	{3FA57A6E-A114-45D3-9D90-DD589BD3AA1C}	MIDDELTON ROAD	Aib-24	Water Supply	Electrical Equipment	Telemetry			$45,504.72	$45,504.72	$4,100.68	$49,605.39	Indemnity	$4,409.33
Queenstown Lakes District Council	Queenstown Lakes District, Otago	10146471	10142629	202028	{C75F3211-48B4-43FE-89B4-3DC012DEEDC8}	ATLEY ROAD	Aib-24	Sewerage	Electrical Equipment	Telemetry	2008	01/02/2008	$42,550.90	$42,550.90	$3,834.49	$46,385.39	Indemnity	$4,581.23
Queenstown Lakes District Council	Queenstown Lakes District, Otago	10146472	10142632	214887	{BE622366-B21E-40B0-B52D-0BD9DAF4CACE}	BROADVIEW RISE	Aib-24	Water Supply	Electrical Equipment	Telemetry	2010	30/11/2010	$38,621.03	$38,621.03	$3,480.35	$42,101.38	Indemnity	$9,848.19
Queenstown Lakes District Council	Queenstown Lakes District, Otago	10146473	10142630	230971	{DC81B536-EA8D-4763-B2C8-0AB48FE76118}	BALMORAL	Aib-24	Water Supply	Electrical Equipment	Telemetry	2012	01/06/2012	$37,170.90	$37,170.90	$3,349.67	$40,520.57	Indemnity	$9,004.49
Queenstown Lakes District Council	Queenstown Lakes District, Otago	10146474	10142566	231184	{9066EF44-277E-4EB0-A92D-D34D0A70D53E}	PENINSULA ROAD KELVIN HEIGHTS QUEENSTOWN 9300	Aib-24	Sewerage	Electrical Equipment	Telemetry	2012	20/05/2012	$37,170.90	$37,170.90	$3,349.67	$40,520.57	Indemnity	$9,004.49
Queenstown Lakes District Council	Queenstown Lakes District, Otago	10146475	10142616	3283	{CEB3A98D-56AF-4112-97B4-9788EEBEF95E}	91 WILDING ROAD RD 1 QUEENSTOWN 9371	Aib-24	Water Supply	Electrical Equipment	Telemetry	2002	01/01/2002	$48,362.93	$48,362.93	$4,358.25	$52,721.18	Indemnity	$3,905.24
Queenstown Lakes District Council	Queenstown Lakes District, Otago	10146476	10142600	2848	{EA00FD14-D04D-4FB9-A0BA-93E642E8E429}	PENINSULA ROAD KELVIN HEIGHTS QUEENSTOWN 9300	Aib-24	Water Supply	Electrical Equipment	Telemetry	1995	01/01/1995	$50,476.61	$50,476.61	$4,548.72	$55,025.33	Indemnity	$3,155.55
Queenstown Lakes District Council	Queenstown Lakes District, Otago	10146477	10142639	224733	{AF4FF693-BC8F-4063-A66B-BEF6C5395D18}	WAN-LUGG HWY	Aib-24	Sewerage	Electrical Equipment	Telemetry			$38,621.03	$38,621.03	$3,480.35	$42,101.38	Indemnity	$4,677.89
Queenstown Lakes District Council	Queenstown Lakes District, Otago	10146478	10142609	3187	{E418C03F-E51F-4F64-BCDB-3076A1CA7AD1}	#N/A	Aib-24	Water Supply	Electrical Equipment	Telemetry	1998	01/01/1998	$50,476.61	$50,476.61	$4,548.72	$55,025.33	Indemnity	$3,493.64
Queenstown Lakes District Council	Queenstown Lakes District, Otago	10146479	10142604	210763	{14EF4B20-0465-4DBA-8FFE-97C7DBFF07C5}	DOMAIN ROAD RD 2 WANAKA 9382	Aib-24	Sewerage	Electrical Equipment	Telemetry	2010	01/08/2010	$38,621.03	$38,621.03	$3,480.35	$42,101.38	Indemnity	$4,677.89
Queenstown Lakes District Council	Queenstown Lakes District, Otago	10146480	10005508	3174	{63031EA5-52EB-43AB-B0B8-1BB5B3456BFF}	SHIEL STREET GLENORCHY 9372	Aib-24	Water Supply	Electrical Equipment	Telemetry	2003	01/01/2003	$46,732.19	$46,732.19	$4,211.29	$50,943.48	Reinstatement	$50,943.48
Queenstown Lakes District Council	Queenstown Lakes District, Otago	10146481	10142659	240790	{B2354252-BCD5-47A1-91B2-CE6F41084508}	#N/A	Aib-24	Water Supply	Electrical Equipment	Telemetry	2013	01/06/2013	$33,803.50	$33,803.50	$3,046.22	$36,849.72	Indemnity	$8,734.67
Queenstown Lakes District Council	Queenstown Lakes District, Otago	10146482	10142573	240847	{B06B8B8A-D4E6-4CEE-94DC-B61B7504E3BD}	WAIMANA PLACE WANAKA 9305	Aib-24	Sewerage	Electrical Equipment	Telemetry	2013	08/07/2013	$33,803.50	$33,803.50	$3,046.22	$36,849.72	Indemnity	$8,734.67
Queenstown Lakes District Council	Queenstown Lakes District, Otago	10146483	10142857	224831	{8804D70B-8E29-4625-B8B0-A8F42B2E2A61}	#N/A	Aib-24	Water Supply	Electrical Equipment	Telemetry			$37,170.90	$37,170.90	$3,349.67	$40,520.57	Indemnity	$7,203.59
Queenstown Lakes District Council	Queenstown Lakes District, Otago	10146484	10142539	3759	{0B658591-43FC-44ED-BDF7-7AC00D2567EF}	DUNGARVON STREET WANAKA 9305	Aib-24	Sewerage	Electrical Equipment	Telemetry	2000	01/01/2000	$50,476.61	$50,476.61	$4,548.72	$55,025.33	Reinstatement	$55,025.33
Queenstown Lakes District Council	Queenstown Lakes District, Otago	10146485	10142622	79293	{DA65E0BB-0ED9-4581-9762-111C5DCF3EE1}	1128 AUBREY ROAD ALBERT TOWN WANAKA 9305	Aib-24	Sewerage	Electrical Equipment	Telemetry			$46,732.19	$46,732.19	$4,211.29	$50,943.48	Indemnity	$3,937.63
Queenstown Lakes District Council	Queenstown Lakes District, Otago	10146486	10142540	3730	{C8B1DF84-FB15-494B-84FD-6DEC465E0DF0}	26 GORDON ROAD WANAKA 9305	Aib-24	Sewerage	Electrical Equipment	Telemetry	2000	01/01/2000	$50,476.61	$50,476.61	$4,548.72	$55,025.33	Indemnity	$3,762.38
Queenstown Lakes District Council	Queenstown Lakes District, Otago	10146487	10142861	224868	{5BB78CEE-5A34-47EF-B576-E2614D468079}	#N/A	Aib-24	Water Supply	Electrical Equipment	Telemetry			$37,170.90	$37,170.90	$3,349.67	$40,520.57	Indemnity	$7,203.59
Queenstown Lakes District Council	Queenstown Lakes District, Otago	10146488	10142585	177226	{767761CE-6F02-4C52-82D7-98197697E501}	WANAKA-MOUNT ASPIRING ROAD WANAKA 9382	Aib-24	Water Supply	Electrical Equipment	Telemetry	2009	22/04/2009	$40,866.07	$40,866.07	$3,682.66	$44,548.73	Indemnity	$4,658.65
Queenstown Lakes District Council	Queenstown Lakes District, Otago	10146489	10142664	250769	{8B7815F9-F066-4EF4-8660-1250182FF865}	49 FRANKTON ROAD QUEENSTOWN 9300	Aib-24	Water Supply	Electrical Equipment	Telemetry	2014	02/03/2014	$33,592.82	$33,592.82	$3,027.23	$36,620.05	Indemnity	$10,850.29
Queenstown Lakes District Council	Queenstown Lakes District, Otago	10146490	10142571	3840	{B26B8863-F991-4F34-B294-63CF59D384E9}	CEMETERY ROAD	Aib-24	Sewerage	Electrical Equipment	Telemetry	2003	01/01/2003	$46,732.19	$46,732.19	$4,211.29	$50,943.48	Indemnity	$3,937.63
Queenstown Lakes District Council	Queenstown Lakes District, Otago	10146491	10143002	3401	{465BBA9D-A72B-4141-95A1-6042907D1F05}	224 MCDONNELL ROAD RD 1 QUEENSTOWN 9371	Aib-24	Sewerage	Electrical Equipment	Telemetry	2005	01/01/2005	$45,979.17	$45,979.17	$4,143.43	$50,122.60	Indemnity	$4,243.15
Queenstown Lakes District Council	Queenstown Lakes District, Otago	10146492	10142562	3498	{5AA4AEBA-5A65-4912-B4D5-13268CE0E2CE}	100 RIVERSIDE ROAD FRANKTON QUEENSTOWN 9300	Aib-24	Sewerage	Electrical Equipment	Telemetry	2001	01/01/2001	$50,476.61	$50,476.61	$4,548.72	$55,025.33	Indemnity	$3,912.88
Queenstown Lakes District Council	Queenstown Lakes District, Otago	10146493	10142855	224870	{742AB952-E197-4F02-915C-0B19243479E9}	#N/A	Aib-24	Water Supply	Electrical Equipment	Telemetry			$37,170.90	$37,170.90	$3,349.67	$40,520.57	Indemnity	$7,203.59
Queenstown Lakes District Council	Queenstown Lakes District, Otago	10146494	10142631	210078	{AF6301FF-6B9D-4DB1-B65E-270D91236E4D}	215 TUCKER BEACH ROAD RD 1 QUEENSTOWN 9371	Aib-24	Sewerage	Electrical Equipment	Telemetry	2010	01/05/2010	$38,621.03	$38,621.03	$3,480.35	$42,101.38	Indemnity	$9,848.19
Queenstown Lakes District Council	Queenstown Lakes District, Otago	10146495	10142612	3338	{DDCEFCDD-2583-405A-963C-820BA4D54166}	PLANTATION ROAD WANAKA 9305	Aib-24	Water Supply	Electrical Equipment	Telemetry	1995	01/01/1995	$50,476.61	$50,476.61	$4,548.72	$55,025.33	Indemnity	$3,155.55
Queenstown Lakes District Council	Queenstown Lakes District, Otago	10146496	10142853	224856	{0AF589C4-68D6-44D4-A70A-8562FF835E59}	#N/A	Aib-24	Water Supply	Electrical Equipment	Telemetry			$37,170.90	$37,170.90	$3,349.67	$40,520.57	Indemnity	$7,203.59
Queenstown Lakes District Council	Queenstown Lakes District, Otago	10146497	10142643	240592	{6772A231-EDB6-427F-A65D-04E54E1F5C40}	14 WANAKA-LUGGATE HIGHWAY RD 2 WANAKA 9382	Aib-24	Water Supply	Electrical Equipment	Telemetry	2013	01/06/2013	$33,803.50	$33,803.50	$3,046.22	$36,849.72	Indemnity	$10,235.94
Queenstown Lakes District Council	Queenstown Lakes District, Otago	10146498	10142626	79355	{FE08E59C-05A5-4DFE-AC48-E6BED98B0C33}	ALBERTOWN	Aib-24	Sewerage	Electrical Equipment	Telemetry	2008	04/11/2008	$42,550.90	$42,550.90	$3,834.49	$46,385.39	Indemnity	$4,581.23
Queenstown Lakes District Council	Queenstown Lakes District, Otago	10146499	10142552	3436	{2190EC7C-4D3B-4B45-B25E-D60E29A287BC}	59 ARROWTOWN-LAKE HAYES ROAD RD 1 QUEENSTOWN 9371	Aib-24	Sewerage	Electrical Equipment	Telemetry	2009	24/04/2009	$40,866.07	$40,866.07	$3,682.66	$44,548.73	Indemnity	$4,658.65
Queenstown Lakes District Council	Queenstown Lakes District, Otago	10146500	10142554	224514	{5DEDF20F-21CC-4219-BFCC-1771FF6DC8FD}	700 MOKE LAKE ROAD BEN LOMOND QUEENSTOWN 9371	Aib-24	Sewerage	Electrical Equipment	Telemetry	2011	01/08/2011	$39,056.38	$39,056.38	$3,519.58	$42,575.96	Indemnity	$7,095.93
Queenstown Lakes District Council	Queenstown Lakes District, Otago	10146501	10142604	3812	{14EF4B20-0465-4DBA-8FFE-97C7DBFF07C5}	DOMAIN ROAD RD 2 WANAKA 9382	Aib-24	Sewerage	Electrical Equipment	Telemetry	1999	01/01/1999	$50,476.61	$50,476.61	$4,548.72	$55,025.33	Indemnity	$3,623.03
Queenstown Lakes District Council	Queenstown Lakes District, Otago	10146502	10142864	224862	{CC216743-C048-4618-A2CC-003390EA35FA}	#N/A	Aib-24	Water Supply	Electrical Equipment	Telemetry			$37,170.90	$37,170.90	$3,349.67	$40,520.57	Indemnity	$7,203.59
Queenstown Lakes District Council	Queenstown Lakes District, Otago	10146503	10142611	3365	{6AB85459-F98F-4B45-BF58-32E06558AD54}	KIRIMOKO CRESCENT WANAKA 9305	Aib-24	Water Supply	Electrical Equipment	Telemetry	2007	15/06/2007	$43,622.33	$43,622.33	$3,931.04	$47,553.37	Indemnity	$4,449.40
Queenstown Lakes District Council	Queenstown Lakes District, Otago	10146504	10115353	240848	{2D3FFBC7-C77D-428F-820C-9B0B5CB0AE1A}	VANCOUVER DRIVE QUEENSTOWN 9300	Aib-24	Water Supply	Electrical Equipment	Telemetry	2013	08/07/2013	$33,803.50	$33,803.50	$3,046.22	$36,849.72	Reinstatement	$36,849.72
Queenstown Lakes District Council	Queenstown Lakes District, Otago	10146505	10142576	3381	{DED59DCD-261A-4581-BEAA-12D52DDA3AD6}	KINGSTON STREET	Aib-24	Sewerage	Electrical Equipment	Telemetry	1998	01/01/1998	$50,476.61	$50,476.61	$4,548.72	$55,025.33	Indemnity	$3,493.64
Queenstown Lakes District Council	Queenstown Lakes District, Otago	10146506	10142865	224874	{D2377EBE-B798-4C2A-9740-636D5B0CDF94}	#N/A	Aib-24	Water Supply	Electrical Equipment	Telemetry			$37,170.90	$37,170.90	$3,349.67	$40,520.57	Indemnity	$7,203.59
Queenstown Lakes District Council	Queenstown Lakes District, Otago	10146507	10142866	224866	{D35807BA-F2AC-4F90-A16C-8A1F12072DA0}	#N/A	Aib-24	Water Supply	Electrical Equipment	Telemetry			$37,170.90	$37,170.90	$3,349.67	$40,520.57	Indemnity	$7,203.59
Queenstown Lakes District Council	Queenstown Lakes District, Otago	10146508	10142637	232152	{8F07E1B9-9906-497F-97AE-1A5275B5D8FC}	707 WANAKA-LUGGATE HIGHWAY RD 2 WANAKA 9382	Aib-24	Water Supply	Electrical Equipment	Telemetry	2012	31/07/2012	$37,170.90	$37,170.90	$3,349.67	$40,520.57	Indemnity	$9,004.49
Queenstown Lakes District Council	Queenstown Lakes District, Otago	10146509	10142601	2960	{8B5EA8A0-1142-4E33-8F12-0992C807F3CD}	LAKE ESPLANADE QUEENSTOWN 9300	Aib-24	Water Supply	Electrical Equipment	Telemetry	2009	01/01/2009	$40,866.07	$40,866.07	$3,682.66	$44,548.73	Indemnity	$15,839.41
Queenstown Lakes District Council	Queenstown Lakes District, Otago	10146510	10142660	240810	{EFE10C76-4D92-4A85-A159-E40F4969B18B}	#N/A	Aib-24	Water Supply	Electrical Equipment	Telemetry	2013	24/06/2013	$33,803.50	$33,803.50	$3,046.22	$36,849.72	Indemnity	$8,734.67
Queenstown Lakes District Council	Queenstown Lakes District, Otago	10146511	10142568	3677	{8523046E-B0EC-4155-A27B-D667AE130C1B}	GLENORCHY-QUEENSTOWN ROAD CLOSEBURN QUEENSTOWN 9371	Aib-24	Sewerage	Electrical Equipment	Telemetry	1995	01/01/1995	$50,476.61	$50,476.61	$4,548.72	$55,025.33	Indemnity	$3,155.55
Queenstown Lakes District Council	Queenstown Lakes District, Otago	10146512	10005504	3169	{D45D83B1-FE65-41B2-9D42-BB08E80F3FA6}	ANDERSON ROAD WANAKA 9305	Aib-24	Water Supply	Electrical Equipment	Telemetry	2003	01/01/2003	$46,732.19	$46,732.19	$4,211.29	$50,943.48	Reinstatement	$50,943.48
Queenstown Lakes District Council	Queenstown Lakes District, Otago	10146513	10142858	224858	{08BEF515-B953-455F-8947-522621760043}	#N/A	Aib-24	Water Supply	Electrical Equipment	Telemetry			$37,170.90	$37,170.90	$3,349.67	$40,520.57	Indemnity	$7,203.59
Queenstown Lakes District Council	Queenstown Lakes District, Otago	10146514	10142578	3721	{3C541161-7455-419E-B974-57D00C3989DC}	EELY POINT ROAD WANAKA 9305	Aib-24	Sewerage	Electrical Equipment	Telemetry	2001	01/01/2001	$50,476.61	$50,476.61	$4,548.72	$55,025.33	Indemnity	$3,912.88
Queenstown Lakes District Council	Queenstown Lakes District, Otago	10146515	10142548	240850	{11D272C7-95C7-40F1-AB59-FC7B0216C5DD}	NORFOLK STREET	Aib-24	Sewerage	Electrical Equipment	Telemetry	2013	10/07/2013	$33,803.50	$33,803.50	$3,046.22	$36,849.72	Indemnity	$8,734.67
Queenstown Lakes District Council	Queenstown Lakes District, Otago	10146516	10142628	240797	{C7D28BC6-260F-4E2E-87A2-AFB6947A9322}	14 HEATON PARK DRIVE WANAKA 9305	Aib-24	Water Supply	Electrical Equipment	Telemetry	2013	25/06/2013	$33,803.50	$33,803.50	$3,046.22	$36,849.72	Indemnity	$10,235.94
Queenstown Lakes District Council	Queenstown Lakes District, Otago	10146517	10142586	2899	{97022BE6-D249-4544-9DF5-2F48D8FF126F}	3840 ALICE BURN DRIVE RD 3 CROMWELL 9383	Aib-24	Water Supply	Pumps	Pump	2000	01/01/2000	$35,160.78	$35,160.78	$3,168.53	$38,329.30	Indemnity	$2,620.78
Queenstown Lakes District Council	Queenstown Lakes District, Otago	10146518	10142593	3824	{409601BD-D90E-4E61-9D6C-6B85D0F4DF2D}	WIDGEON PLACE LAKE HAYES QUEENSTOWN 9304	Aib-24	Water Supply	Pumps	Pump	2006	01/01/2006	$40,272.86	$40,272.86	$3,629.21	$43,902.07	Indemnity	$9,755.93
Queenstown Lakes District Council	Queenstown Lakes District, Otago	10146519	10142636	209994	{E72E6318-3003-43F2-9F40-D8239F7AA13D}	28 STRAINS ROAD RD 1 QUEENSTOWN 9371	Aib-24	Water Supply	Pumps	Pump	2007	01/01/2007	$10,920.57	$10,920.57	$984.11	$11,904.68	Indemnity	$2,760.48
Queenstown Lakes District Council	Queenstown Lakes District, Otago	10146520	10142592	2878	{1441677E-AEC0-486C-A09A-41F9129EEF70}	HOWARDS DRIVE LAKE HAYES QUEENSTOWN 9304	Aib-24	Water Supply	Pumps	Pump	2006	01/01/2006	$10,920.57	$10,920.57	$984.11	$11,904.68	Indemnity	$1,058.18
Queenstown Lakes District Council	Queenstown Lakes District, Otago	10146521	10142592	217440	{1441677E-AEC0-486C-A09A-41F9129EEF70}	HOWARDS DRIVE LAKE HAYES QUEENSTOWN 9304	Aib-24	Water Supply	Structures	Surge Tank	2006	01/01/2006	$3,277.20	$3,277.20	$295.33	$3,572.53	Indemnity	$453.65
Queenstown Lakes District Council	Queenstown Lakes District, Otago	10146522	10142618	250903	{96F6CEAE-D7DD-480B-B9D7-E0E01956C4B0}	HOWARDS DRIVE LAKE HAYES QUEENSTOWN 9304	Aib-24	Water Supply	Chlorinator	Chlorine Doser	2014	01/12/2014	$26,000.43	$26,000.43	$2,343.04	$28,343.47	Indemnity	$8,397.99
Queenstown Lakes District Council	Queenstown Lakes District, Otago	10146523	10142596	3047	{67ACA9CD-4BAF-4091-A481-F42CA9112221}	11A PANNERS WAY QUEENSTOWN 9300	Aib-24	Water Supply	Pumps	Pump	1988	01/01/1988	$11,801.77	$11,801.77	$1,063.52	$12,865.29	Indemnity	$601.88
Queenstown Lakes District Council	Queenstown Lakes District, Otago	10146524	10142592	2890	{1441677E-AEC0-486C-A09A-41F9129EEF70}	HOWARDS DRIVE LAKE HAYES QUEENSTOWN 9304	Aib-24	Water Supply	TPBS Valves	Valve	2006	01/01/2006	$2,148.86	$2,148.86	$193.65	$2,342.51	Indemnity	$1,375.04
Queenstown Lakes District Council	Queenstown Lakes District, Otago	10146525	10142592	2877	{1441677E-AEC0-486C-A09A-41F9129EEF70}	HOWARDS DRIVE LAKE HAYES QUEENSTOWN 9304	Aib-24	Water Supply	Pumps	Pump	2006	01/01/2006	$10,920.57	$10,920.57	$984.11	$11,904.68	Indemnity	$1,058.18
Queenstown Lakes District Council	Queenstown Lakes District, Otago	10146526	10142640	224737	{62031361-5EC6-4739-9CAF-9F9D269D40C7}	HIDDEN HILLS DRIVE WANAKA 9305	Aib-24	Water Supply	Electrical Equipment	Variable Speed Drive			$14,717.66	$14,717.66	$1,326.29	$16,043.95	Indemnity	$3,355.57
Queenstown Lakes District Council	Queenstown Lakes District, Otago	10146527	10142591	238960	{8CFCEF46-86CC-4D39-BCE8-AF5BF3F312BF}	OXENBRIDGE TUNNEL ROAD RD 1 QUEENSTOWN 9371	Aib-24	Water Supply	Pumps	Pump	2013	15/05/2013	$53,909.16	$53,909.16	$4,858.05	$58,767.21	Indemnity	$24,874.79
Queenstown Lakes District Council	Queenstown Lakes District, Otago	10146528	10142640	210999	{62031361-5EC6-4739-9CAF-9F9D269D40C7}	HIDDEN HILLS DRIVE WANAKA 9305	Aib-24	Water Supply	Pumps	Pump			$43,452.42	$43,452.42	$3,915.73	$47,368.15	Indemnity	$5,263.08
Queenstown Lakes District Council	Queenstown Lakes District, Otago	10146529	10142611	245968	{6AB85459-F98F-4B45-BF58-32E06558AD54}	KIRIMOKO CRESCENT WANAKA 9305	Aib-24	Water Supply	Pumps	Pump	2013	20/10/2013	$53,145.51	$53,145.51	$4,789.23	$57,934.74	Indemnity	$23,173.69
Queenstown Lakes District Council	Queenstown Lakes District, Otago	10146530	10142592	2879	{1441677E-AEC0-486C-A09A-41F9129EEF70}	HOWARDS DRIVE LAKE HAYES QUEENSTOWN 9304	Aib-24	Water Supply	Pumps	Pump	2006	01/01/2006	$64,163.89	$64,163.89	$5,782.16	$69,946.05	Indemnity	$6,217.37
Queenstown Lakes District Council	Queenstown Lakes District, Otago	10146531	10142618	250902	{96F6CEAE-D7DD-480B-B9D7-E0E01956C4B0}	HOWARDS DRIVE LAKE HAYES QUEENSTOWN 9304	Aib-24	Water Supply	Chlorinator	Chlorine Doser	2014	01/12/2014	$26,000.43	$26,000.43	$2,343.04	$28,343.47	Indemnity	$8,397.99
Queenstown Lakes District Council	Queenstown Lakes District, Otago	10146532	10142586	2900	{97022BE6-D249-4544-9DF5-2F48D8FF126F}	3840 ALICE BURN DRIVE RD 3 CROMWELL 9383	Aib-24	Water Supply	Pumps	Pump	2000	01/01/2000	$35,160.78	$35,160.78	$3,168.53	$38,329.30	Indemnity	$2,620.78
Queenstown Lakes District Council	Queenstown Lakes District, Otago	10146533	10142896	250894	{888FB405-5915-4C5B-905B-572EAB60C273}	OLD SCHOOL ROAD RD 1 QUEENSTOWN 9371	Aib-24	Water Supply	Pumps	Pump	2014	01/12/2014	$196,078.49	$196,078.49	$17,669.69	$213,748.18	Indemnity	$94,998.35
Queenstown Lakes District Council	Queenstown Lakes District, Otago	10146534	10142602	250934	{9C18173E-1F6A-44D4-8785-624992AA7CD5}	GLENORCHY-QUEENSTOWN ROAD CLOSEBURN QUEENSTOWN 9371	Aib-24	Water Supply	Pipework	Pipework	2015	01/03/2015	$31,748.67	$31,748.67	$2,861.04	$34,609.71	Indemnity	$26,149.33
Queenstown Lakes District Council	Queenstown Lakes District, Otago	10146535	10142592	2887	{1441677E-AEC0-486C-A09A-41F9129EEF70}	HOWARDS DRIVE LAKE HAYES QUEENSTOWN 9304	Aib-24	Water Supply	TPBS Valves	Valve	2006	01/01/2006	$977.06	$977.06	$88.05	$1,065.11	Indemnity	$625.22
Queenstown Lakes District Council	Queenstown Lakes District, Otago	10146536	10142614	249756	{D5657136-69A8-42AA-9950-92C7BAD61D7F}	3840 ALICE BURN DRIVE RD 3 CROMWELL 9383	Aib-24	Water Supply	Pumps	Pump	2013	01/07/2013	$3,249.60	$3,249.60	$292.84	$3,542.44	Indemnity	$1,416.96
Queenstown Lakes District Council	Queenstown Lakes District, Otago	10146537	10142636	209993	{E72E6318-3003-43F2-9F40-D8239F7AA13D}	28 STRAINS ROAD RD 1 QUEENSTOWN 9371	Aib-24	Water Supply	Pumps	Pump	2007	01/01/2007	$10,920.57	$10,920.57	$984.11	$11,904.68	Indemnity	$2,760.48
Queenstown Lakes District Council	Queenstown Lakes District, Otago	10146538	10142643	221311	{6772A231-EDB6-427F-A65D-04E54E1F5C40}	14 WANAKA-LUGGATE HIGHWAY RD 2 WANAKA 9382	Aib-24	Water Supply	Pumps	Pump	2009	01/09/2009	$9,202.73	$9,202.73	$829.31	$10,032.03	Indemnity	$3,566.91
Queenstown Lakes District Council	Queenstown Lakes District, Otago	10146539	10142632	214890	{BE622366-B21E-40B0-B52D-0BD9DAF4CACE}	BROADVIEW RISE	Aib-24	Water Supply	Pumps	Pump	2010	30/11/2010	$13,661.63	$13,661.63	$1,231.12	$14,892.75	Indemnity	$4,412.63
Queenstown Lakes District Council	Queenstown Lakes District, Otago	10146540	10142602	215810	{9C18173E-1F6A-44D4-8785-624992AA7CD5}	GLENORCHY-QUEENSTOWN ROAD CLOSEBURN QUEENSTOWN 9371	Aib-24	Water Supply	Pumps	Pump	2010	21/12/2010	$70,207.99	$70,207.99	$6,326.82	$76,534.82	Indemnity	$22,676.78
Queenstown Lakes District Council	Queenstown Lakes District, Otago	10146541	10142664	250665	{8B7815F9-F066-4EF4-8660-1250182FF865}	49 FRANKTON ROAD QUEENSTOWN 9300	Aib-24	Water Supply	Pumps	Pump	2014	23/02/2014	$196,078.49	$196,078.49	$17,669.69	$213,748.18	Indemnity	$94,998.35
Queenstown Lakes District Council	Queenstown Lakes District, Otago	10146542	10142664	250666	{8B7815F9-F066-4EF4-8660-1250182FF865}	49 FRANKTON ROAD QUEENSTOWN 9300	Aib-24	Water Supply	Pumps	Pump	2014	23/02/2014	$196,078.49	$196,078.49	$17,669.69	$213,748.18	Indemnity	$94,998.35
Queenstown Lakes District Council	Queenstown Lakes District, Otago	10146543	10142582	241023	{477EA4C2-25BA-4D6A-BEC9-539B3FCAF720}	BEACON POINT ROAD WANAKA 9305	Aib-24	Water Supply	Pumps	Pump	2013	23/07/2013	$203,400.32	$203,400.32	$18,329.50	$221,729.83	Reinstatement	$221,729.83
Queenstown Lakes District Council	Queenstown Lakes District, Otago	10146544	10142602	250908	{9C18173E-1F6A-44D4-8785-624992AA7CD5}	GLENORCHY-QUEENSTOWN ROAD CLOSEBURN QUEENSTOWN 9371	Aib-24	Water Supply	Pumps	Pump	2015	10/02/2015	$198,508.03	$198,508.03	$17,888.63	$216,396.66	Indemnity	$105,792.98
Queenstown Lakes District Council	Queenstown Lakes District, Otago	10146545	10142636	209996	{E72E6318-3003-43F2-9F40-D8239F7AA13D}	28 STRAINS ROAD RD 1 QUEENSTOWN 9371	Aib-24	Water Supply	Pumps	Pump	2007	01/01/2007	$64,163.89	$64,163.89	$5,782.16	$69,946.05	Indemnity	$16,219.23
Queenstown Lakes District Council	Queenstown Lakes District, Otago	10146546	10142592	2888	{1441677E-AEC0-486C-A09A-41F9129EEF70}	HOWARDS DRIVE LAKE HAYES QUEENSTOWN 9304	Aib-24	Water Supply	TPBS Valves	Valve	2006	01/01/2006	$977.06	$977.06	$88.05	$1,065.11	Indemnity	$625.22
Queenstown Lakes District Council	Queenstown Lakes District, Otago	10146547	10142613	210189	{A8583AED-3506-4687-84A0-9DB24649ADD6}	WANAKA-MOUNT ASPIRING ROAD WANAKA 9382	Aib-24	Water Supply	Pumps	Pump			$56,308.66	$56,308.66	$5,074.28	$61,382.94	Indemnity	$3,762.91
Queenstown Lakes District Council	Queenstown Lakes District, Otago	10146549	10142611	3351	{6AB85459-F98F-4B45-BF58-32E06558AD54}	KIRIMOKO CRESCENT WANAKA 9305	Aib-24	Water Supply	Pumps	Pump	2003	01/01/2003	$5,548.72	$5,548.72	$500.02	$6,048.74	Indemnity	$467.53
Queenstown Lakes District Council	Queenstown Lakes District, Otago	10146550	10142664	250664	{8B7815F9-F066-4EF4-8660-1250182FF865}	49 FRANKTON ROAD QUEENSTOWN 9300	Aib-24	Water Supply	Pumps	Pump	2014	23/02/2014	$196,078.49	$196,078.49	$17,669.69	$213,748.18	Indemnity	$94,998.35
Queenstown Lakes District Council	Queenstown Lakes District, Otago	10146551	10142593	3823	{409601BD-D90E-4E61-9D6C-6B85D0F4DF2D}	WIDGEON PLACE LAKE HAYES QUEENSTOWN 9304	Aib-24	Water Supply	Pumps	Pump	2006	01/01/2006	$40,272.86	$40,272.86	$3,629.21	$43,902.07	Indemnity	$9,755.93
Queenstown Lakes District Council	Queenstown Lakes District, Otago	10146552	10142603	2746	{EC46EEB1-EF9F-48C0-95C7-4CA024BE0281}	GLENORCHY-QUEENSTOWN ROAD CLOSEBURN QUEENSTOWN 9371	Aib-24	Water Supply	Pumps	Pump	2011	01/01/2011	$167,628.34	$167,628.34	$15,105.90	$182,734.24	Reinstatement	$182,734.24
Queenstown Lakes District Council	Queenstown Lakes District, Otago	10146553	10142590	2864	{73B28147-EAB0-4E3A-9195-8603DCE61449}	RUTHERFORD ROAD RD 1 QUEENSTOWN 9371	Aib-24	Water Supply	Pumps	Pump	2002	28/02/2002	$89,097.45	$89,097.45	$8,029.05	$97,126.50	Indemnity	$7,194.49
Queenstown Lakes District Council	Queenstown Lakes District, Otago	10146555	10142632	214889	{BE622366-B21E-40B0-B52D-0BD9DAF4CACE}	BROADVIEW RISE	Aib-24	Water Supply	Pumps	Pump	2010	30/11/2010	$13,661.63	$13,661.63	$1,231.12	$14,892.75	Indemnity	$4,412.63
Queenstown Lakes District Council	Queenstown Lakes District, Otago	10146556	10142632	214891	{BE622366-B21E-40B0-B52D-0BD9DAF4CACE}	BROADVIEW RISE	Aib-24	Water Supply	Pumps	Pump	2010	30/11/2010	$38,519.00	$38,519.00	$3,471.16	$41,990.16	Indemnity	$12,441.42
Queenstown Lakes District Council	Queenstown Lakes District, Otago	10146557	10142594	250913	{E616D674-93A2-4D96-B069-CD60323E1486}	GLENDA DRIVE	Aib-24	Water Supply	Pumps	Pump	2015	01/02/2015	$198,508.03	$198,508.03	$17,888.63	$216,396.66	Indemnity	$105,792.98
Queenstown Lakes District Council	Queenstown Lakes District, Otago	10146558	10142599	3265	{1D623E50-891D-4DB8-9B6F-7232B4415B25}	LOMOND CRESCENT	Aib-24	Water Supply	Pumps	Pump	1999	01/01/1999	$11,801.77	$11,801.77	$1,063.52	$12,865.29	Indemnity	$847.09
Queenstown Lakes District Council	Queenstown Lakes District, Otago	10146560	10142596	209586	{67ACA9CD-4BAF-4091-A481-F42CA9112221}	11A PANNERS WAY QUEENSTOWN 9300	Aib-24	Water Supply	Pumps	Pump			$3,444.19	$3,444.19	$310.37	$3,754.56	Indemnity	$175.65
Queenstown Lakes District Council	Queenstown Lakes District, Otago	10146561	10142591	234128	{8CFCEF46-86CC-4D39-BCE8-AF5BF3F312BF}	OXENBRIDGE TUNNEL ROAD RD 1 QUEENSTOWN 9371	Aib-24	Water Supply	Pumps	Pump	2011	20/12/2011	$52,118.69	$52,118.69	$4,696.70	$56,815.39	Indemnity	$19,238.90
Queenstown Lakes District Council	Queenstown Lakes District, Otago	10146562	10142582	249398	{477EA4C2-25BA-4D6A-BEC9-539B3FCAF720}	BEACON POINT ROAD WANAKA 9305	Aib-24	Water Supply	Pumps	Pump	2013	24/06/2013	$203,400.32	$203,400.32	$18,329.50	$221,729.83	Reinstatement	$221,729.83
Queenstown Lakes District Council	Queenstown Lakes District, Otago	10146563	10142664	250667	{8B7815F9-F066-4EF4-8660-1250182FF865}	49 FRANKTON ROAD QUEENSTOWN 9300	Aib-24	Water Supply	Pumps	Pump	2014	23/02/2014	$196,078.49	$196,078.49	$17,669.69	$213,748.18	Indemnity	$94,998.35
Queenstown Lakes District Council	Queenstown Lakes District, Otago	10146564	10142596	3048	{67ACA9CD-4BAF-4091-A481-F42CA9112221}	11A PANNERS WAY QUEENSTOWN 9300	Aib-24	Water Supply	Pumps	Pump	1988	01/01/1988	$11,801.77	$11,801.77	$1,063.52	$12,865.29	Indemnity	$601.88
Queenstown Lakes District Council	Queenstown Lakes District, Otago	10146565	10142637	210870	{8F07E1B9-9906-497F-97AE-1A5275B5D8FC}	707 WANAKA-LUGGATE HIGHWAY RD 2 WANAKA 9382	Aib-24	Water Supply	Pumps	Pump			$58,248.18	$58,248.18	$5,249.06	$63,497.24	Indemnity	$10,750.76
Queenstown Lakes District Council	Queenstown Lakes District, Otago	10146566	10142625	79329	{6EFDB77B-3B91-437E-8013-7F0743951CC5}	ALBERTOWN	Aib-24	Sewerage	Pumps	Pump	2008	04/11/2008	$233,158.79	$233,158.79	$21,011.20	$254,169.99	Indemnity	$61,616.42
Queenstown Lakes District Council	Queenstown Lakes District, Otago	10146567	10142614	249757	{D5657136-69A8-42AA-9950-92C7BAD61D7F}	3840 ALICE BURN DRIVE RD 3 CROMWELL 9383	Aib-24	Water Supply	Pumps	Pump	2013	01/07/2013	$3,249.60	$3,249.60	$292.84	$3,542.44	Indemnity	$1,416.96
Queenstown Lakes District Council	Queenstown Lakes District, Otago	10146568	10142628	240804	{C7D28BC6-260F-4E2E-87A2-AFB6947A9322}	14 HEATON PARK DRIVE WANAKA 9305	Aib-24	Water Supply	Pumps	Pump	2013	25/06/2013	$43,776.93	$43,776.93	$3,944.98	$47,721.91	Indemnity	$20,199.57
Queenstown Lakes District Council	Queenstown Lakes District, Otago	10146569	10142640	211052	{62031361-5EC6-4739-9CAF-9F9D269D40C7}	HIDDEN HILLS DRIVE WANAKA 9305	Aib-24	Water Supply	Pumps	Pump			$43,452.42	$43,452.42	$3,915.73	$47,368.15	Indemnity	$5,263.08
Queenstown Lakes District Council	Queenstown Lakes District, Otago	10146570	10142592	2889	{1441677E-AEC0-486C-A09A-41F9129EEF70}	HOWARDS DRIVE LAKE HAYES QUEENSTOWN 9304	Aib-24	Water Supply	TPBS Valves	Valve	2006	01/01/2006	$977.06	$977.06	$88.05	$1,065.11	Indemnity	$625.22
Queenstown Lakes District Council	Queenstown Lakes District, Otago	10146571	10142594	232185	{E616D674-93A2-4D96-B069-CD60323E1486}	GLENDA DRIVE	Aib-24	Water Supply	Pumps	Pump	2012	15/10/2012	$27,132.97	$27,132.97	$2,445.10	$29,578.07	Indemnity	$11,267.74
Queenstown Lakes District Council	Queenstown Lakes District, Otago	10146572	10174991	2764	{13AB81C9-3193-4432-BC6E-BD19EB89E1B5}	BUCKINGHAM STREET ARROWTOWN 9302	Aib-24	Water Supply	Pumps	Pump	2000	01/01/2000	$104,257.63	$104,257.63	$9,395.22	$113,652.85	Indemnity	$7,771.07
Queenstown Lakes District Council	Queenstown Lakes District, Otago	10146573	10142594	2907	{E616D674-93A2-4D96-B069-CD60323E1486}	GLENDA DRIVE	Aib-24	Water Supply	Pumps	Pump	1999	01/01/1999	$27,292.24	$27,292.24	$2,459.45	$29,751.69	Indemnity	$1,958.94
Queenstown Lakes District Council	Queenstown Lakes District, Otago	10146574	10142592	2883	{1441677E-AEC0-486C-A09A-41F9129EEF70}	HOWARDS DRIVE LAKE HAYES QUEENSTOWN 9304	Aib-24	Water Supply	Electrical Equipment	Variable Speed Drive	2006	01/01/2006	$25,279.02	$25,279.02	$2,278.03	$27,557.05	Indemnity	$2,449.49
Queenstown Lakes District Council	Queenstown Lakes District, Otago	10146575	10142590	2865	{73B28147-EAB0-4E3A-9195-8603DCE61449}	RUTHERFORD ROAD RD 1 QUEENSTOWN 9371	Aib-24	Water Supply	Pumps	Pump	2002	28/02/2002	$89,097.45	$89,097.45	$8,029.05	$97,126.50	Indemnity	$7,194.49
Queenstown Lakes District Council	Queenstown Lakes District, Otago	10146576	10142592	2876	{1441677E-AEC0-486C-A09A-41F9129EEF70}	HOWARDS DRIVE LAKE HAYES QUEENSTOWN 9304	Aib-24	Water Supply	Pumps	Pump	2006	01/01/2006	$10,920.57	$10,920.57	$984.11	$11,904.68	Indemnity	$1,058.18
Queenstown Lakes District Council	Queenstown Lakes District, Otago	10146577	10142636	210068	{E72E6318-3003-43F2-9F40-D8239F7AA13D}	28 STRAINS ROAD RD 1 QUEENSTOWN 9371	Aib-24	Water Supply	Structures	Surge Tank	2007	01/01/2007	$2,337.44	$2,337.44	$210.64	$2,548.08	Indemnity	$590.85
Queenstown Lakes District Council	Queenstown Lakes District, Otago	10146578	10142636	209995	{E72E6318-3003-43F2-9F40-D8239F7AA13D}	28 STRAINS ROAD RD 1 QUEENSTOWN 9371	Aib-24	Water Supply	Pumps	Pump	2007	01/01/2007	$10,920.57	$10,920.57	$984.11	$11,904.68	Indemnity	$2,760.48
Queenstown Lakes District Council	Queenstown Lakes District, Otago	10146579	10142616	3284	{CEB3A98D-56AF-4112-97B4-9788EEBEF95E}	91 WILDING ROAD RD 1 QUEENSTOWN 9371	Aib-24	Water Supply	Pumps	Pump	2002	01/01/2002	$55,143.28	$55,143.28	$4,969.26	$60,112.54	Indemnity	$11,449.91
Queenstown Lakes District Council	Queenstown Lakes District, Otago	10146580	10142643	221310	{6772A231-EDB6-427F-A65D-04E54E1F5C40}	14 WANAKA-LUGGATE HIGHWAY RD 2 WANAKA 9382	Aib-24	Water Supply	Pumps	Pump	2009	01/09/2009	$9,202.73	$9,202.73	$829.31	$10,032.03	Indemnity	$3,566.91
Queenstown Lakes District Council	Queenstown Lakes District, Otago	10146581	10005516	209688	{E74399AA-B667-48B1-8E95-76E3CA7E83DC}	LAKE ESPLANADE QUEENSTOWN 9300	Aib-24	Water Supply	Flow Meter	Flowmeter			$29,163.96	$29,163.96	$2,628.12	$31,792.08	Reinstatement	$31,792.08
Queenstown Lakes District Council	Queenstown Lakes District, Otago	10146582	10142640	217455	{62031361-5EC6-4739-9CAF-9F9D269D40C7}	HIDDEN HILLS DRIVE WANAKA 9305	Aib-24	Water Supply	Flow Meter	Flowmeter			$18,958.61	$18,958.61	$1,708.46	$20,667.08	Indemnity	$4,322.49
Queenstown Lakes District Council	Queenstown Lakes District, Otago	10146583	10142570	3295	{283346DB-8540-479B-98EA-91BF99CFB657}	HAWEA ESPLANADE	Aib-24	Sewerage	Flow Meter	Flowmeter	2006	01/01/2006	$18,958.61	$18,958.61	$1,708.46	$20,667.08	Indemnity	$2,624.37
Queenstown Lakes District Council	Queenstown Lakes District, Otago	10146584	10142553	3571	{6032F183-CDD0-4AB4-AC42-817A7DEF3634}	59 ARROWTOWN-LAKE HAYES ROAD RD 1 QUEENSTOWN 9371	Aib-24	Sewerage	Flow Meter	Flowmeter	2006	01/01/2006	$18,958.61	$18,958.61	$1,708.46	$20,667.08	Indemnity	$4,592.64
Queenstown Lakes District Council	Queenstown Lakes District, Otago	10146585	10142611	210885	{6AB85459-F98F-4B45-BF58-32E06558AD54}	KIRIMOKO CRESCENT WANAKA 9305	Aib-24	Water Supply	Flow Meter	Flowmeter	2003	01/01/2003	$18,593.63	$18,593.63	$1,675.57	$20,269.20	Indemnity	$1,566.69
Queenstown Lakes District Council	Queenstown Lakes District, Otago	10146586	10142600	210599	{EA00FD14-D04D-4FB9-A0BA-93E642E8E429}	PENINSULA ROAD KELVIN HEIGHTS QUEENSTOWN 9300	Aib-24	Water Supply	Flow Meter	Flowmeter	2009	01/11/2009	$18,958.61	$18,958.61	$1,708.46	$20,667.08	Indemnity	$7,348.23
Queenstown Lakes District Council	Queenstown Lakes District, Otago	10146587	10142611	3364	{6AB85459-F98F-4B45-BF58-32E06558AD54}	KIRIMOKO CRESCENT WANAKA 9305	Aib-24	Water Supply	Flow Meter	Flowmeter	2003	01/01/2003	$18,958.61	$18,958.61	$1,708.46	$20,667.08	Indemnity	$1,597.44
Queenstown Lakes District Council	Queenstown Lakes District, Otago	10146588	10142577	3697	{9936C7C0-C45B-4D68-A288-0AB32482126A}	LAKESIDE ROAD	Aib-24	Sewerage	Flow Meter	Flowmeter	1997	01/01/1997	$29,163.96	$29,163.96	$2,628.12	$31,792.08	Indemnity	$1,948.92
Queenstown Lakes District Council	Queenstown Lakes District, Otago	10146589	10142550	3620	{2CEA9B91-0AA3-4502-AA03-C55553D661BB}	7 RUTHERFORD ROAD RD 1 QUEENSTOWN 9371	Aib-24	Sewerage	Flow Meter	Flowmeter	2006	01/01/2006	$18,958.61	$18,958.61	$1,708.46	$20,667.08	Indemnity	$4,592.64
Queenstown Lakes District Council	Queenstown Lakes District, Otago	10146590	10005516	209689	{E74399AA-B667-48B1-8E95-76E3CA7E83DC}	LAKE ESPLANADE QUEENSTOWN 9300	Aib-24	Water Supply	Flow Meter	Flowmeter			$29,163.96	$29,163.96	$2,628.12	$31,792.08	Reinstatement	$31,792.08
Queenstown Lakes District Council	Queenstown Lakes District, Otago	10146591	10142567	3525	{1A6BBC63-F933-4C82-9843-88E125325CB4}	CEDAR DRIVE	Aib-24	Sewerage	Flow Meter	Flowmeter	2006	01/01/2006	$18,958.61	$18,958.61	$1,708.46	$20,667.08	Indemnity	$4,592.64
Queenstown Lakes District Council	Queenstown Lakes District, Otago	10146592	10142594	2911	{E616D674-93A2-4D96-B069-CD60323E1486}	GLENDA DRIVE	Aib-24	Water Supply	Flow Meter	Flowmeter	1999	01/01/1999	$29,163.96	$29,163.96	$2,628.12	$31,792.08	Indemnity	$2,093.29
Queenstown Lakes District Council	Queenstown Lakes District, Otago	10146593	10142604	3917	{14EF4B20-0465-4DBA-8FFE-97C7DBFF07C5}	DOMAIN ROAD RD 2 WANAKA 9382	Aib-24	Sewerage	Aeration Unit	Aerator	1999	01/01/1999	$53,481.51	$53,481.51	$4,819.51	$58,301.02	Indemnity	$3,838.72
Queenstown Lakes District Council	Queenstown Lakes District, Otago	10146594	10142636	209992	{E72E6318-3003-43F2-9F40-D8239F7AA13D}	28 STRAINS ROAD RD 1 QUEENSTOWN 9371	Aib-24	Water Supply	Flow Meter	Flowmeter	2007	01/01/2007	$18,958.61	$18,958.61	$1,708.46	$20,667.08	Indemnity	$4,792.32
Queenstown Lakes District Council	Queenstown Lakes District, Otago	10146595	10142604	3916	{14EF4B20-0465-4DBA-8FFE-97C7DBFF07C5}	DOMAIN ROAD RD 2 WANAKA 9382	Aib-24	Sewerage	Aeration Unit	Aerator	1999	01/01/1999	$53,481.51	$53,481.51	$4,819.51	$58,301.02	Indemnity	$3,838.72
Queenstown Lakes District Council	Queenstown Lakes District, Otago	10146596	10142896	250895	{888FB405-5915-4C5B-905B-572EAB60C273}	OLD SCHOOL ROAD RD 1 QUEENSTOWN 9371	Aib-24	Water Supply	Flow Meter	Flowmeter	2014	01/12/2014	$18,593.63	$18,593.63	$1,675.57	$20,269.20	Indemnity	$9,008.45
Queenstown Lakes District Council	Queenstown Lakes District, Otago	10146597	10142596	209593	{67ACA9CD-4BAF-4091-A481-F42CA9112221}	11A PANNERS WAY QUEENSTOWN 9300	Aib-24	Water Supply	Flow Meter	Flowmeter			$29,163.96	$29,163.96	$2,628.12	$31,792.08	Indemnity	$1,487.34
Queenstown Lakes District Council	Queenstown Lakes District, Otago	10146598	10115350	3180	{B7214F29-F8F6-49EE-BF1D-F3E3B5DC9FDF}	MIDDLESEX STREET ARROWTOWN 9302	Aib-24	Water Supply	Flow Meter	Flowmeter	2000	01/01/2000	$29,163.96	$29,163.96	$2,628.12	$31,792.08	Reinstatement	$31,792.08
Queenstown Lakes District Council	Queenstown Lakes District, Otago	10146599	10142637	210869	{8F07E1B9-9906-497F-97AE-1A5275B5D8FC}	707 WANAKA-LUGGATE HIGHWAY RD 2 WANAKA 9382	Aib-24	Water Supply	Flow Meter	Flowmeter			$18,958.61	$18,958.61	$1,708.46	$20,667.08	Indemnity	$3,499.16
Queenstown Lakes District Council	Queenstown Lakes District, Otago	10146600	10142608	3793	{EC813BBC-0598-4A04-85B0-910A34B3C69A}	4 SHOTOVER DELTA ROAD LOWER SHOTOVER QUEENSTOWN 9304	Aib-24	Sewerage	Flow Meter	Flowmeter	1994	01/01/1994	$29,163.96	$29,163.96	$2,628.12	$31,792.08	Reinstatement	$31,792.08
Queenstown Lakes District Council	Queenstown Lakes District, Otago	10146601	10142568	3674	{8523046E-B0EC-4155-A27B-D667AE130C1B}	GLENORCHY-QUEENSTOWN ROAD CLOSEBURN QUEENSTOWN 9371	Aib-24	Sewerage	Flow Meter	Flowmeter	2009	01/08/2009	$18,958.61	$18,958.61	$1,708.46	$20,667.08	Indemnity	$5,248.74
Queenstown Lakes District Council	Queenstown Lakes District, Otago	10146602	10142552	203262	{2190EC7C-4D3B-4B45-B25E-D60E29A287BC}	59 ARROWTOWN-LAKE HAYES ROAD RD 1 QUEENSTOWN 9371	Aib-24	Sewerage	Flow Meter	Flowmeter	2009	01/07/2009	$18,958.61	$18,958.61	$1,708.46	$20,667.08	Indemnity	$7,348.23
Queenstown Lakes District Council	Queenstown Lakes District, Otago	10146603	10142604	3918	{14EF4B20-0465-4DBA-8FFE-97C7DBFF07C5}	DOMAIN ROAD RD 2 WANAKA 9382	Aib-24	Sewerage	Aeration Unit	Aerator	2002	01/01/2002	$53,481.51	$53,481.51	$4,819.51	$58,301.02	Indemnity	$4,318.56
Queenstown Lakes District Council	Queenstown Lakes District, Otago	10146604	10142624	79335	{98499929-9F82-4319-BF12-E9E0ABE5ED5C}	SIR TIM WALLIS DRIVE RD 2 WANAKA 9305	Aib-24	Sewerage	Flow Meter	Flowmeter	2008	04/11/2008	$18,958.61	$18,958.61	$1,708.46	$20,667.08	Indemnity	$4,373.95
Queenstown Lakes District Council	Queenstown Lakes District, Otago	10146605	10142541	3769	{825A7785-0034-4D76-AC9A-117E32A14E38}	BALLANTYNE ROAD RD 2 WANAKA 9382	Aib-24	Sewerage	Flow Meter	Flowmeter	2006	01/01/2006	$18,958.61	$18,958.61	$1,708.46	$20,667.08	Indemnity	$2,624.37
Queenstown Lakes District Council	Queenstown Lakes District, Otago	10146606	10142609	209668	{E418C03F-E51F-4F64-BCDB-3076A1CA7AD1}	#N/A	Aib-24	Water Supply	Flow Meter	Flowmeter			$29,163.96	$29,163.96	$2,628.12	$31,792.08	Indemnity	$1,614.82
Queenstown Lakes District Council	Queenstown Lakes District, Otago	10146607	10142585	3009	{767761CE-6F02-4C52-82D7-98197697E501}	WANAKA-MOUNT ASPIRING ROAD WANAKA 9382	Aib-24	Water Supply	Flow Meter	Flowmeter	1997	01/01/1997	$29,163.96	$29,163.96	$2,628.12	$31,792.08	Indemnity	$1,948.92
Queenstown Lakes District Council	Queenstown Lakes District, Otago	10146608	10142592	2884	{1441677E-AEC0-486C-A09A-41F9129EEF70}	HOWARDS DRIVE LAKE HAYES QUEENSTOWN 9304	Aib-24	Water Supply	Flow Meter	Flowmeter	2006	01/01/2006	$13,854.72	$13,854.72	$1,248.52	$15,103.24	Indemnity	$3,356.25
Queenstown Lakes District Council	Queenstown Lakes District, Otago	10146609	10142558	3484	{8140ABC2-039A-4444-AE36-570292AD2576}	13 LAKE AVENUE FRANKTON QUEENSTOWN 9300	Aib-24	Sewerage	Flow Meter	Flowmeter	2006	01/01/2006	$18,958.61	$18,958.61	$1,708.46	$20,667.08	Indemnity	$2,624.37
Queenstown Lakes District Council	Queenstown Lakes District, Otago	10146610	10142589	2789	{B307C4EC-CC6E-407E-9D6C-4861428A5998}	MIDDLESEX STREET ARROWTOWN 9302	Aib-24	Water Supply	Flow Meter	Flowmeter	2004	01/01/2004	$13,854.72	$13,854.72	$1,248.52	$15,103.24	Indemnity	$3,098.07
Queenstown Lakes District Council	Queenstown Lakes District, Otago	10146611	10142604	210760	{14EF4B20-0465-4DBA-8FFE-97C7DBFF07C5}	DOMAIN ROAD RD 2 WANAKA 9382	Aib-24	Sewerage	Flow Meter	Flowmeter	2009	01/11/2009	$18,958.61	$18,958.61	$1,708.46	$20,667.08	Indemnity	$7,348.23
Queenstown Lakes District Council	Queenstown Lakes District, Otago	10146612	10142574	3372	{D1A87C22-9F13-4E01-99A9-9D546A1F1FC5}	126 ALISON AVENUE ALBERT TOWN WANAKA 9305	Aib-24	Sewerage	Flow Meter	Flowmeter	1998	01/01/1998	$29,163.96	$29,163.96	$2,628.12	$31,792.08	Indemnity	$2,018.53
Queenstown Lakes District Council	Queenstown Lakes District, Otago	10146613	10142633	209893	{F398540C-F3A3-4699-A985-1C1FF1022601}	28 STRAINS ROAD RD 1 QUEENSTOWN 9371	Aib-24	Sewerage	Flow Meter	Flowmeter	2007	01/01/2007	$18,958.61	$18,958.61	$1,708.46	$20,667.08	Indemnity	$4,792.32
Queenstown Lakes District Council	Queenstown Lakes District, Otago	10146614	10142557	3607	{D3892861-1F27-4A7F-9D74-390EED74B048}	WIDGEON PLACE LAKE HAYES QUEENSTOWN 9304	Aib-24	Sewerage	Flow Meter	Flowmeter	2006	01/01/2006	$18,958.61	$18,958.61	$1,708.46	$20,667.08	Indemnity	$4,592.64
Queenstown Lakes District Council	Queenstown Lakes District, Otago	10146617	10142584	3003	{BA75368B-EB32-42CE-B5DB-1FEB1B136268}	20 ANDERSON ROAD WANAKA 9305	Aib-24	Water Supply	Flow Meter	Flowmeter	1989	01/01/1989	$29,163.96	$29,163.96	$2,628.12	$31,792.08	Indemnity	$1,527.53
Queenstown Lakes District Council	Queenstown Lakes District, Otago	10146618	10142566	3535	{9066EF44-277E-4EB0-A92D-D34D0A70D53E}	PENINSULA ROAD KELVIN HEIGHTS QUEENSTOWN 9300	Aib-24	Sewerage	Flow Meter	Flowmeter	2006	01/01/2006	$18,958.61	$18,958.61	$1,708.46	$20,667.08	Indemnity	$2,624.37
Queenstown Lakes District Council	Queenstown Lakes District, Otago	10146619	10142548	3415	{11D272C7-95C7-40F1-AB59-FC7B0216C5DD}	NORFOLK STREET	Aib-24	Sewerage	Flow Meter	Flowmeter	2006	01/01/2006	$18,958.61	$18,958.61	$1,708.46	$20,667.08	Indemnity	$2,624.37
Queenstown Lakes District Council	Queenstown Lakes District, Otago	10146621	10142593	3826	{409601BD-D90E-4E61-9D6C-6B85D0F4DF2D}	WIDGEON PLACE LAKE HAYES QUEENSTOWN 9304	Aib-24	Water Supply	Flow Meter	Flowmeter	2006	01/01/2006	$18,958.61	$18,958.61	$1,708.46	$20,667.08	Indemnity	$4,592.64
Queenstown Lakes District Council	Queenstown Lakes District, Otago	10146622	10142538	206794	{55E5F05B-DB4D-4B72-A89E-18C47BF9A71D}	APARTMENT E/54D SARGOOD DRIVE WANAKA 9305	Aib-24	Sewerage	Flow Meter	Flowmeter	2007	01/01/2007	$18,958.61	$18,958.61	$1,708.46	$20,667.08	Indemnity	$4,792.32
Queenstown Lakes District Council	Queenstown Lakes District, Otago	10146623	10142608	3792	{EC813BBC-0598-4A04-85B0-910A34B3C69A}	4 SHOTOVER DELTA ROAD LOWER SHOTOVER QUEENSTOWN 9304	Aib-24	Sewerage	Flow Meter	Flowmeter	1994	01/01/1994	$29,163.96	$29,163.96	$2,628.12	$31,792.08	Reinstatement	$31,792.08
Queenstown Lakes District Council	Queenstown Lakes District, Otago	10146624	10142626	79336	{FE08E59C-05A5-4DFE-AC48-E6BED98B0C33}	ALBERTOWN	Aib-24	Sewerage	Flow Meter	Flowmeter	2008	04/11/2008	$18,958.61	$18,958.61	$1,708.46	$20,667.08	Indemnity	$5,010.16
Queenstown Lakes District Council	Queenstown Lakes District, Otago	10146625	10142618	250905	{96F6CEAE-D7DD-480B-B9D7-E0E01956C4B0}	HOWARDS DRIVE LAKE HAYES QUEENSTOWN 9304	Aib-24	Water Supply	Flow Meter	Flowmeter	2014	01/12/2014	$18,593.63	$18,593.63	$1,675.57	$20,269.20	Indemnity	$9,008.45
Queenstown Lakes District Council	Queenstown Lakes District, Otago	10146626	10142554	3459	{5DEDF20F-21CC-4219-BFCC-1771FF6DC8FD}	700 MOKE LAKE ROAD BEN LOMOND QUEENSTOWN 9371	Aib-24	Sewerage	Flow Meter	Flowmeter	2000	01/01/2000	$29,163.96	$29,163.96	$2,628.12	$31,792.08	Indemnity	$2,173.80
Queenstown Lakes District Council	Queenstown Lakes District, Otago	10146627	10142634	209929	{3F54E71F-EAD9-4A6F-B04D-907BB9BDE28F}	28 STRAINS ROAD RD 1 QUEENSTOWN 9371	Aib-24	Sewerage	Flow Meter	Flowmeter	2007	01/01/2007	$18,958.61	$18,958.61	$1,708.46	$20,667.08	Indemnity	$4,792.32
Queenstown Lakes District Council	Queenstown Lakes District, Otago	10146628	10142555	3582	{2DFD307F-1398-4BAD-B18C-CAA015831C1E}	LAKE HAYES-ARROW JUNCTION HIGHWAY RD 1 QUEENSTOWN 9371	Aib-24	Sewerage	Flow Meter	Flowmeter	2006	01/01/2006	$18,958.61	$18,958.61	$1,708.46	$20,667.08	Indemnity	$4,592.64
Queenstown Lakes District Council	Queenstown Lakes District, Otago	10146629	10142556	3594	{3C7CA281-8ECC-4971-9058-5ADF78A6E14C}	LAKE HAYES-ARROW JUNCTION HIGHWAY RD 1 QUEENSTOWN 9371	Aib-24	Sewerage	Flow Meter	Flowmeter	2006	01/01/2006	$18,958.61	$18,958.61	$1,708.46	$20,667.08	Indemnity	$4,592.64
Queenstown Lakes District Council	Queenstown Lakes District, Otago	10146630	10142625	79334	{6EFDB77B-3B91-437E-8013-7F0743951CC5}	ALBERTOWN	Aib-24	Sewerage	Flow Meter	Flowmeter			$16,380.75	$16,380.75	$1,476.16	$17,856.91	Indemnity	$1,763.63
Queenstown Lakes District Council	Queenstown Lakes District, Otago	10146631	10142623	202050	{8E0D674A-5C93-471A-B834-A81AE41C2BC2}	DOMAIN ROAD	Aib-24	Sewerage	Flow Meter	Flowmeter			$18,958.61	$18,958.61	$1,708.46	$20,667.08	Indemnity	$2,041.17
Queenstown Lakes District Council	Queenstown Lakes District, Otago	10146632	10142551	3559	{64B4E173-F898-487D-9E81-9C96C8087249}	ARROWTOWN-LAKE HAYES ROAD RD 1 QUEENSTOWN 9371	Aib-24	Sewerage	Flow Meter	Flowmeter	2005	01/01/2005	$19,323.61	$19,323.61	$1,741.36	$21,064.97	Indemnity	$1,783.26
Queenstown Lakes District Council	Queenstown Lakes District, Otago	10146636	10142594	213867	{E616D674-93A2-4D96-B069-CD60323E1486}	GLENDA DRIVE	Aib-24	Water Supply	Flow Meter	Flowmeter			$29,163.96	$29,163.96	$2,628.12	$31,792.08	Indemnity	$2,093.29
Queenstown Lakes District Council	Queenstown Lakes District, Otago	10146637	10005506	3170	{EB1CA1D9-723D-42A6-8D0D-016D90DCFFF8}	WANAKA-MOUNT ASPIRING ROAD WANAKA 9382	Aib-24	Water Supply	Flow Meter	Flowmeter	2001	01/01/2001	$29,163.96	$29,163.96	$2,628.12	$31,792.08	Reinstatement	$31,792.08
Queenstown Lakes District Council	Queenstown Lakes District, Otago	10146638	10142632	214888	{BE622366-B21E-40B0-B52D-0BD9DAF4CACE}	BROADVIEW RISE	Aib-24	Water Supply	Flow Meter	Flowmeter	2010	30/11/2010	$18,958.61	$18,958.61	$1,708.46	$20,667.08	Indemnity	$6,123.52
Queenstown Lakes District Council	Queenstown Lakes District, Otago	10146639	10005510	211012	{B74C0D24-06EC-4EDC-8E19-B118A11D4AFD}	13 CROWS NEST ROAD ARTHURS POINT QUEENSTOWN 9371	Aib-24	Water Supply	Flow Meter	Flowmeter	2003	01/01/2003	$18,958.61	$18,958.61	$1,708.46	$20,667.08	Reinstatement	$20,667.08
Queenstown Lakes District Council	Queenstown Lakes District, Otago	10146640	10142594	210874	{E616D674-93A2-4D96-B069-CD60323E1486}	GLENDA DRIVE	Aib-24	Water Supply	Electrical Equipment	Variable Speed Drive	2012	01/11/2012	$18,067.36	$18,067.36	$1,628.15	$19,695.51	Indemnity	$7,502.98
Queenstown Lakes District Council	Queenstown Lakes District, Otago	10146641	10142582	3031	{477EA4C2-25BA-4D6A-BEC9-539B3FCAF720}	BEACON POINT ROAD WANAKA 9305	Aib-24	Water Supply	Electrical Equipment	Soft Starter	2003	01/01/2003	$16,303.03	$16,303.03	$1,469.15	$17,772.18	Reinstatement	$17,772.18
Queenstown Lakes District Council	Queenstown Lakes District, Otago	10146642	10142603	217479	{EC46EEB1-EF9F-48C0-95C7-4CA024BE0281}	GLENORCHY-QUEENSTOWN ROAD CLOSEBURN QUEENSTOWN 9371	Aib-24	Water Supply	Electrical Equipment	Variable Speed Drive	2008	02/01/2008	$178,653.51	$178,653.51	$16,099.43	$194,752.94	Reinstatement	$194,752.94
Queenstown Lakes District Council	Queenstown Lakes District, Otago	10146643	10142592	2881	{1441677E-AEC0-486C-A09A-41F9129EEF70}	HOWARDS DRIVE LAKE HAYES QUEENSTOWN 9304	Aib-24	Water Supply	Electrical Equipment	Variable Speed Drive	2006	01/01/2006	$3,160.90	$3,160.90	$284.85	$3,445.75	Indemnity	$306.29
Queenstown Lakes District Council	Queenstown Lakes District, Otago	10146644	10142546	217284	{A1464184-322C-445A-B5CB-E01E4F481370}	3840 ALICE BURN DRIVE RD 3 CROMWELL 9383	Aib-24	Sewerage	Electrical Equipment	Soft Starter	2006	01/01/2006	$2,729.13	$2,729.13	$245.94	$2,975.07	Indemnity	$264.45
Queenstown Lakes District Council	Queenstown Lakes District, Otago	10146645	10142594	213861	{E616D674-93A2-4D96-B069-CD60323E1486}	GLENDA DRIVE	Aib-24	Water Supply	Electrical Equipment	Variable Speed Drive	1999	01/01/1999	$8,898.61	$8,898.61	$801.90	$9,700.51	Indemnity	$1,886.19
Queenstown Lakes District Council	Queenstown Lakes District, Otago	10146646	10142625	79356	{6EFDB77B-3B91-437E-8013-7F0743951CC5}	ALBERTOWN	Aib-24	Sewerage	Electrical Equipment	Variable Speed Drive	2008	04/11/2008	$154,105.50	$154,105.50	$13,887.28	$167,992.77	Indemnity	$16,591.73
Queenstown Lakes District Council	Queenstown Lakes District, Otago	10146647	10142589	2792	{B307C4EC-CC6E-407E-9D6C-4861428A5998}	MIDDLESEX STREET ARROWTOWN 9302	Aib-24	Water Supply	Electrical Equipment	Variable Speed Drive	2004	01/01/2004	$47,320.27	$47,320.27	$4,264.29	$51,584.55	Indemnity	$10,581.35
Queenstown Lakes District Council	Queenstown Lakes District, Otago	10146648	10142592	2882	{1441677E-AEC0-486C-A09A-41F9129EEF70}	HOWARDS DRIVE LAKE HAYES QUEENSTOWN 9304	Aib-24	Water Supply	Electrical Equipment	Variable Speed Drive	2006	01/01/2006	$3,160.90	$3,160.90	$284.85	$3,445.75	Indemnity	$306.29
Queenstown Lakes District Council	Queenstown Lakes District, Otago	10146649	10142664	250668	{8B7815F9-F066-4EF4-8660-1250182FF865}	49 FRANKTON ROAD QUEENSTOWN 9300	Aib-24	Water Supply	Electrical Equipment	Variable Speed Drive	2014	23/02/2014	$30,864.33	$30,864.33	$2,781.35	$33,645.68	Indemnity	$14,953.50
Queenstown Lakes District Council	Queenstown Lakes District, Otago	10146650	10142627	79661	{7AE69CE2-C9B4-45F2-BCC0-7DCB1E4A6C66}	16 LLOYD DUNN AVENUE RD 2 WANAKA 9305	Aib-24	Sewerage	Electrical Equipment	Variable Speed Drive	2008	04/11/2008	$2,955.73	$2,955.73	$266.36	$3,222.08	Reinstatement	$3,222.08
Queenstown Lakes District Council	Queenstown Lakes District, Otago	10146651	10142603	217478	{EC46EEB1-EF9F-48C0-95C7-4CA024BE0281}	GLENORCHY-QUEENSTOWN ROAD CLOSEBURN QUEENSTOWN 9371	Aib-24	Water Supply	Electrical Equipment	Variable Speed Drive	2002	02/01/2002	$203,055.83	$203,055.83	$18,298.46	$221,354.28	Reinstatement	$221,354.28
Queenstown Lakes District Council	Queenstown Lakes District, Otago	10146652	10142589	2790	{B307C4EC-CC6E-407E-9D6C-4861428A5998}	MIDDLESEX STREET ARROWTOWN 9302	Aib-24	Water Supply	Electrical Equipment	Variable Speed Drive	2004	01/01/2004	$3,837.19	$3,837.19	$345.79	$4,182.97	Indemnity	$858.04
Queenstown Lakes District Council	Queenstown Lakes District, Otago	10146653	10142627	79660	{7AE69CE2-C9B4-45F2-BCC0-7DCB1E4A6C66}	16 LLOYD DUNN AVENUE RD 2 WANAKA 9305	Aib-24	Sewerage	Electrical Equipment	Variable Speed Drive	2008	04/11/2008	$2,955.73	$2,955.73	$266.36	$3,222.08	Reinstatement	$3,222.08
Queenstown Lakes District Council	Queenstown Lakes District, Otago	10146654	10142552	3434	{2190EC7C-4D3B-4B45-B25E-D60E29A287BC}	59 ARROWTOWN-LAKE HAYES ROAD RD 1 QUEENSTOWN 9371	Aib-24	Sewerage	Electrical Equipment	Variable Speed Drive	2009	01/07/2009	$50,862.73	$50,862.73	$4,583.52	$55,446.25	Indemnity	$5,798.25
Queenstown Lakes District Council	Queenstown Lakes District, Otago	10146655	10142548	3412	{11D272C7-95C7-40F1-AB59-FC7B0216C5DD}	NORFOLK STREET	Aib-24	Sewerage	Electrical Equipment	Variable Speed Drive	2000	01/01/2000	$108,392.03	$108,392.03	$9,767.79	$118,159.83	Indemnity	$8,079.23
Queenstown Lakes District Council	Queenstown Lakes District, Otago	10146656	10142589	2791	{B307C4EC-CC6E-407E-9D6C-4861428A5998}	MIDDLESEX STREET ARROWTOWN 9302	Aib-24	Water Supply	Electrical Equipment	Variable Speed Drive	2004	01/01/2004	$7,161.30	$7,161.30	$645.34	$7,806.65	Indemnity	$1,601.35
Queenstown Lakes District Council	Queenstown Lakes District, Otago	10146657	10142562	239154	{5AA4AEBA-5A65-4912-B4D5-13268CE0E2CE}	100 RIVERSIDE ROAD FRANKTON QUEENSTOWN 9300	Aib-24	Sewerage	Electrical Equipment	Soft Starter	2013	01/05/2013	$4,974.00	$4,974.00	$448.23	$5,422.23	Indemnity	$1,506.16
Queenstown Lakes District Council	Queenstown Lakes District, Otago	10146658	10142538	3708	{55E5F05B-DB4D-4B72-A89E-18C47BF9A71D}	APARTMENT E/54D SARGOOD DRIVE WANAKA 9305	Aib-24	Sewerage	Electrical Equipment	Soft Starter	2003	01/01/2003	$3,566.55	$3,566.55	$321.40	$3,887.96	Indemnity	$300.52
Queenstown Lakes District Council	Queenstown Lakes District, Otago	10146659	10142544	217283	{86623ECE-9A0E-4F65-8735-C981012814AC}	31 COOPER CRESCENT RD 3 CROMWELL 9383	Aib-24	Sewerage	Electrical Equipment	Soft Starter	2006	01/01/2006	$6,695.76	$6,695.76	$603.39	$7,299.16	Indemnity	$648.81
Queenstown Lakes District Council	Queenstown Lakes District, Otago	10146660	10142591	238961	{8CFCEF46-86CC-4D39-BCE8-AF5BF3F312BF}	OXENBRIDGE TUNNEL ROAD RD 1 QUEENSTOWN 9371	Aib-24	Water Supply	Electrical Equipment	Soft Starter	2013	13/05/2013	$21,191.27	$21,191.27	$1,909.66	$23,100.93	Indemnity	$9,778.08
Queenstown Lakes District Council	Queenstown Lakes District, Otago	10146661	10142601	215573	{8B5EA8A0-1142-4E33-8F12-0992C807F3CD}	LAKE ESPLANADE QUEENSTOWN 9300	Aib-24	Water Supply	Filter	Filter			$20,044.44	$20,044.44	$1,806.31	$21,850.75	Indemnity	$776.91
Queenstown Lakes District Council	Queenstown Lakes District, Otago	10146662	10142585	177240	{767761CE-6F02-4C52-82D7-98197697E501}	WANAKA-MOUNT ASPIRING ROAD WANAKA 9382	Aib-24	Water Supply	Electrical Equipment	Temperature Alarm	2009	22/04/2009	$1,590.05	$1,590.05	$143.29	$1,733.33	Indemnity	$440.21
Queenstown Lakes District Council	Queenstown Lakes District, Otago	10146663	10142664	250671	{8B7815F9-F066-4EF4-8660-1250182FF865}	49 FRANKTON ROAD QUEENSTOWN 9300	Aib-24	Water Supply	Electrical Equipment	Variable Speed Drive	2014	23/02/2014	$30,864.33	$30,864.33	$2,781.35	$33,645.68	Indemnity	$14,953.50
Queenstown Lakes District Council	Queenstown Lakes District, Otago	10146664	10142625	216912	{6EFDB77B-3B91-437E-8013-7F0743951CC5}	ALBERTOWN	Aib-24	Sewerage	Electrical Equipment	Variable Speed Drive	2008	04/11/2008	$2,955.73	$2,955.73	$266.36	$3,222.08	Indemnity	$318.23
Queenstown Lakes District Council	Queenstown Lakes District, Otago	10146665	10142601	210094	{8B5EA8A0-1142-4E33-8F12-0992C807F3CD}	LAKE ESPLANADE QUEENSTOWN 9300	Aib-24	Water Supply	Electrical Equipment	Variable Speed Drive			$20,762.65	$20,762.65	$1,871.04	$22,633.69	Indemnity	$804.75
Queenstown Lakes District Council	Queenstown Lakes District, Otago	10146666	10142627	79662	{7AE69CE2-C9B4-45F2-BCC0-7DCB1E4A6C66}	16 LLOYD DUNN AVENUE RD 2 WANAKA 9305	Aib-24	Sewerage	Electrical Equipment	Variable Speed Drive	2008	04/11/2008	$17,502.55	$17,502.55	$1,577.25	$19,079.80	Reinstatement	$19,079.80
Queenstown Lakes District Council	Queenstown Lakes District, Otago	10146667	10142569	250952	{201B972B-7B33-4F90-B798-F691FB77F6A7}	LAKEVIEW TERRACE RD 2 WANAKA 9382	Aib-24	Sewerage	Electrical Equipment	Soft Starter	2014	01/11/2014	$10,988.67	$10,988.67	$990.25	$11,978.91	Indemnity	$3,549.28
Queenstown Lakes District Council	Queenstown Lakes District, Otago	10146668	10142601	210097	{8B5EA8A0-1142-4E33-8F12-0992C807F3CD}	LAKE ESPLANADE QUEENSTOWN 9300	Aib-24	Water Supply	Filter	Filter			$20,044.44	$20,044.44	$1,806.31	$21,850.75	Indemnity	$776.91
Queenstown Lakes District Council	Queenstown Lakes District, Otago	10146669	10142597	3247	{E53D3297-9713-4766-9806-99D9683A4DF7}	MANCHESTER PLACE QUEENSTOWN 9300	Aib-24	Water Supply	Electrical Equipment	Variable Speed Drive	2003	01/01/2003	$33,949.06	$33,949.06	$3,059.33	$37,008.39	Indemnity	$7,310.24
Queenstown Lakes District Council	Queenstown Lakes District, Otago	10146670	10142569	250951	{201B972B-7B33-4F90-B798-F691FB77F6A7}	LAKEVIEW TERRACE RD 2 WANAKA 9382	Aib-24	Sewerage	Electrical Equipment	Soft Starter	2014	01/11/2014	$10,988.67	$10,988.67	$990.25	$11,978.91	Indemnity	$3,549.28
Queenstown Lakes District Council	Queenstown Lakes District, Otago	10146671	10142585	177218	{767761CE-6F02-4C52-82D7-98197697E501}	WANAKA-MOUNT ASPIRING ROAD WANAKA 9382	Aib-24	Water Supply	Electrical Equipment	Variable Speed Drive	2009	22/04/2009	$59,812.96	$59,812.96	$5,390.07	$65,203.03	Indemnity	$23,183.10
Queenstown Lakes District Council	Queenstown Lakes District, Otago	10146672	10142594	213860	{E616D674-93A2-4D96-B069-CD60323E1486}	GLENDA DRIVE	Aib-24	Water Supply	Electrical Equipment	Variable Speed Drive	1999	01/01/1999	$8,898.61	$8,898.61	$801.90	$9,700.51	Indemnity	$1,886.19
Queenstown Lakes District Council	Queenstown Lakes District, Otago	10146673	10142563	79199	{CB7B9861-B30B-4228-84FC-359A0F479C52}	MARINE PARADE QUEENSTOWN 9300	Aib-24	Sewerage	Electrical Equipment	Variable Speed Drive	2008	01/07/2008	$42,274.64	$42,274.64	$3,809.60	$46,084.24	Reinstatement	$46,084.24
Queenstown Lakes District Council	Queenstown Lakes District, Otago	10146674	10142585	177219	{767761CE-6F02-4C52-82D7-98197697E501}	WANAKA-MOUNT ASPIRING ROAD WANAKA 9382	Aib-24	Water Supply	Electrical Equipment	Variable Speed Drive	2009	22/04/2009	$64,614.62	$64,614.62	$5,822.77	$70,437.39	Indemnity	$25,044.18
Queenstown Lakes District Council	Queenstown Lakes District, Otago	10146675	10142589	2793	{B307C4EC-CC6E-407E-9D6C-4861428A5998}	MIDDLESEX STREET ARROWTOWN 9302	Aib-24	Water Supply	Electrical Equipment	Variable Speed Drive	2004	01/01/2004	$47,320.27	$47,320.27	$4,264.29	$51,584.55	Indemnity	$10,581.35
Queenstown Lakes District Council	Queenstown Lakes District, Otago	10146676	10142601	210096	{8B5EA8A0-1142-4E33-8F12-0992C807F3CD}	LAKE ESPLANADE QUEENSTOWN 9300	Aib-24	Water Supply	Filter	Filter			$20,044.44	$20,044.44	$1,806.31	$21,850.75	Indemnity	$776.91
Queenstown Lakes District Council	Queenstown Lakes District, Otago	10146677	10142896	250897	{888FB405-5915-4C5B-905B-572EAB60C273}	OLD SCHOOL ROAD RD 1 QUEENSTOWN 9371	Aib-24	Water Supply	Electrical Equipment	Variable Speed Drive	2014	01/12/2014	$30,864.33	$30,864.33	$2,781.35	$33,645.68	Indemnity	$14,953.50
Queenstown Lakes District Council	Queenstown Lakes District, Otago	10146678	10142601	210099	{8B5EA8A0-1142-4E33-8F12-0992C807F3CD}	LAKE ESPLANADE QUEENSTOWN 9300	Aib-24	Water Supply	Filter	Filter			$20,044.44	$20,044.44	$1,806.31	$21,850.75	Indemnity	$776.91
Queenstown Lakes District Council	Queenstown Lakes District, Otago	10146679	10142601	215575	{8B5EA8A0-1142-4E33-8F12-0992C807F3CD}	LAKE ESPLANADE QUEENSTOWN 9300	Aib-24	Water Supply	Filter	Filter			$20,044.44	$20,044.44	$1,806.31	$21,850.75	Indemnity	$776.91
Queenstown Lakes District Council	Queenstown Lakes District, Otago	10146680	10142601	210093	{8B5EA8A0-1142-4E33-8F12-0992C807F3CD}	LAKE ESPLANADE QUEENSTOWN 9300	Aib-24	Water Supply	Electrical Equipment	Variable Speed Drive			$20,762.65	$20,762.65	$1,871.04	$22,633.69	Indemnity	$804.75
Queenstown Lakes District Council	Queenstown Lakes District, Otago	10146681	10142544	217282	{86623ECE-9A0E-4F65-8735-C981012814AC}	31 COOPER CRESCENT RD 3 CROMWELL 9383	Aib-24	Sewerage	Electrical Equipment	Soft Starter	2006	01/01/2006	$6,695.76	$6,695.76	$603.39	$7,299.16	Indemnity	$648.81
Queenstown Lakes District Council	Queenstown Lakes District, Otago	10146682	10142590	209923	{73B28147-EAB0-4E3A-9195-8603DCE61449}	RUTHERFORD ROAD RD 1 QUEENSTOWN 9371	Aib-24	Water Supply	Electrical Equipment	Variable Speed Drive	2002	01/01/2002	$39,527.36	$39,527.36	$3,562.02	$43,089.39	Indemnity	$8,207.43
Queenstown Lakes District Council	Queenstown Lakes District, Otago	10146683	10142627	79666	{7AE69CE2-C9B4-45F2-BCC0-7DCB1E4A6C66}	16 LLOYD DUNN AVENUE RD 2 WANAKA 9305	Aib-24	Sewerage	Electrical Equipment	Variable Speed Drive	2008	04/11/2008	$20,230.32	$20,230.32	$1,823.06	$22,053.38	Reinstatement	$22,053.38
Queenstown Lakes District Council	Queenstown Lakes District, Otago	10146684	10142664	250669	{8B7815F9-F066-4EF4-8660-1250182FF865}	49 FRANKTON ROAD QUEENSTOWN 9300	Aib-24	Water Supply	Electrical Equipment	Variable Speed Drive	2014	23/02/2014	$30,864.33	$30,864.33	$2,781.35	$33,645.68	Indemnity	$14,953.50
Queenstown Lakes District Council	Queenstown Lakes District, Otago	10146686	10142552	3433	{2190EC7C-4D3B-4B45-B25E-D60E29A287BC}	59 ARROWTOWN-LAKE HAYES ROAD RD 1 QUEENSTOWN 9371	Aib-24	Sewerage	Electrical Equipment	Variable Speed Drive	2003	01/01/2003	$58,163.84	$58,163.84	$5,241.46	$63,405.30	Indemnity	$4,900.85
Queenstown Lakes District Council	Queenstown Lakes District, Otago	10146687	10142541	224690	{825A7785-0034-4D76-AC9A-117E32A14E38}	BALLANTYNE ROAD RD 2 WANAKA 9382	Aib-24	Sewerage	Electrical Equipment	Soft Starter			$4,332.48	$4,332.48	$390.42	$4,722.90	Indemnity	$365.05
Queenstown Lakes District Council	Queenstown Lakes District, Otago	10146688	10142590	209924	{73B28147-EAB0-4E3A-9195-8603DCE61449}	RUTHERFORD ROAD RD 1 QUEENSTOWN 9371	Aib-24	Water Supply	Electrical Equipment	Variable Speed Drive	2002	01/01/2002	$39,527.36	$39,527.36	$3,562.02	$43,089.39	Indemnity	$8,207.43
Queenstown Lakes District Council	Queenstown Lakes District, Otago	10146689	10142603	217477	{EC46EEB1-EF9F-48C0-95C7-4CA024BE0281}	GLENORCHY-QUEENSTOWN ROAD CLOSEBURN QUEENSTOWN 9371	Aib-24	Water Supply	Electrical Equipment	Variable Speed Drive	2009	01/01/2009	$203,231.97	$203,231.97	$18,314.33	$221,546.30	Reinstatement	$221,546.30
Queenstown Lakes District Council	Queenstown Lakes District, Otago	10146690	10142546	217285	{A1464184-322C-445A-B5CB-E01E4F481370}	3840 ALICE BURN DRIVE RD 3 CROMWELL 9383	Aib-24	Sewerage	Electrical Equipment	Soft Starter	2006	01/01/2006	$2,729.13	$2,729.13	$245.94	$2,975.07	Indemnity	$264.45
Queenstown Lakes District Council	Queenstown Lakes District, Otago	10146691	10142562	239155	{5AA4AEBA-5A65-4912-B4D5-13268CE0E2CE}	100 RIVERSIDE ROAD FRANKTON QUEENSTOWN 9300	Aib-24	Sewerage	Electrical Equipment	Soft Starter	2013	01/05/2013	$4,974.00	$4,974.00	$448.23	$5,422.23	Indemnity	$1,506.16
Queenstown Lakes District Council	Queenstown Lakes District, Otago	10146692	10142601	215572	{8B5EA8A0-1142-4E33-8F12-0992C807F3CD}	LAKE ESPLANADE QUEENSTOWN 9300	Aib-24	Water Supply	Filter	Filter			$20,044.44	$20,044.44	$1,806.31	$21,850.75	Indemnity	$776.91
Queenstown Lakes District Council	Queenstown Lakes District, Otago	10146693	10142600	210597	{EA00FD14-D04D-4FB9-A0BA-93E642E8E429}	PENINSULA ROAD KELVIN HEIGHTS QUEENSTOWN 9300	Aib-24	Water Supply	Electrical Equipment	Variable Speed Drive	2010	01/07/2010	$197,018.85	$197,018.85	$17,754.43	$214,773.28	Indemnity	$63,635.96
Queenstown Lakes District Council	Queenstown Lakes District, Otago	10146694	10142586	249754	{97022BE6-D249-4544-9DF5-2F48D8FF126F}	3840 ALICE BURN DRIVE RD 3 CROMWELL 9383	Aib-24	Water Supply	Electrical Equipment	Soft Starter	2014	20/02/2014	$31,497.27	$31,497.27	$2,838.39	$34,335.66	Indemnity	$15,260.16
Queenstown Lakes District Council	Queenstown Lakes District, Otago	10146695	10142545	217265	{6F474EC7-717E-483A-9FC3-D4376815868B}	CHURCH ROAD RD 2 WANAKA 9382	Aib-24	Sewerage	Electrical Equipment	Soft Starter	2006	01/01/2006	$6,695.76	$6,695.76	$603.39	$7,299.16	Indemnity	$648.81
Queenstown Lakes District Council	Queenstown Lakes District, Otago	10146696	10142664	250670	{8B7815F9-F066-4EF4-8660-1250182FF865}	49 FRANKTON ROAD QUEENSTOWN 9300	Aib-24	Water Supply	Electrical Equipment	Variable Speed Drive	2014	23/02/2014	$30,864.33	$30,864.33	$2,781.35	$33,645.68	Indemnity	$14,953.50
Queenstown Lakes District Council	Queenstown Lakes District, Otago	10146697	10142582	3032	{477EA4C2-25BA-4D6A-BEC9-539B3FCAF720}	BEACON POINT ROAD WANAKA 9305	Aib-24	Water Supply	Electrical Equipment	Soft Starter	2003	01/01/2003	$16,303.03	$16,303.03	$1,469.15	$17,772.18	Reinstatement	$17,772.18
Queenstown Lakes District Council	Queenstown Lakes District, Otago	10146698	10142573	224735	{B06B8B8A-D4E6-4CEE-94DC-B61B7504E3BD}	WAIMANA PLACE WANAKA 9305	Aib-24	Sewerage	Electrical Equipment	Soft Starter			$7,427.35	$7,427.35	$669.32	$8,096.67	Indemnity	$411.26
Queenstown Lakes District Council	Queenstown Lakes District, Otago	10146699	10142625	79357	{6EFDB77B-3B91-437E-8013-7F0743951CC5}	ALBERTOWN	Aib-24	Sewerage	Electrical Equipment	Variable Speed Drive	2008	04/11/2008	$154,105.50	$154,105.50	$13,887.28	$167,992.77	Indemnity	$16,591.73
Queenstown Lakes District Council	Queenstown Lakes District, Otago	10146700	10142597	3246	{E53D3297-9713-4766-9806-99D9683A4DF7}	MANCHESTER PLACE QUEENSTOWN 9300	Aib-24	Water Supply	Electrical Equipment	Variable Speed Drive	2003	01/01/2003	$33,949.06	$33,949.06	$3,059.33	$37,008.39	Indemnity	$7,310.24
Queenstown Lakes District Council	Queenstown Lakes District, Otago	10146701	10142543	217277	{945B4DDC-C814-44AB-8A72-EFE1C552066A}	PISA ROAD	Aib-24	Sewerage	Electrical Equipment	Soft Starter	2006	01/01/2006	$2,729.13	$2,729.13	$245.94	$2,975.07	Indemnity	$264.45
Queenstown Lakes District Council	Queenstown Lakes District, Otago	10146703	10142593	3825	{409601BD-D90E-4E61-9D6C-6B85D0F4DF2D}	WIDGEON PLACE LAKE HAYES QUEENSTOWN 9304	Aib-24	Water Supply	Electrical Equipment	Variable Speed Drive	2006	01/01/2006	$13,127.07	$13,127.07	$1,182.95	$14,310.02	Indemnity	$3,179.98
Queenstown Lakes District Council	Queenstown Lakes District, Otago	10146704	10142542	217271	{5412AA32-82B5-4D9A-ABC9-E74317CD98C7}	HARRIS PLACE LUGGATE WANAKA 9383	Aib-24	Sewerage	Electrical Equipment	Soft Starter	2006	01/01/2006	$3,970.77	$3,970.77	$357.83	$4,328.59	Indemnity	$384.76
Queenstown Lakes District Council	Queenstown Lakes District, Otago	10146705	10142573	224734	{B06B8B8A-D4E6-4CEE-94DC-B61B7504E3BD}	WAIMANA PLACE WANAKA 9305	Aib-24	Sewerage	Electrical Equipment	Soft Starter			$7,427.35	$7,427.35	$669.32	$8,096.67	Indemnity	$411.26
Queenstown Lakes District Council	Queenstown Lakes District, Otago	10146706	10142543	217276	{945B4DDC-C814-44AB-8A72-EFE1C552066A}	PISA ROAD	Aib-24	Sewerage	Electrical Equipment	Soft Starter	2006	01/01/2006	$2,729.13	$2,729.13	$245.94	$2,975.07	Indemnity	$264.45
Queenstown Lakes District Council	Queenstown Lakes District, Otago	10146707	10142545	217266	{6F474EC7-717E-483A-9FC3-D4376815868B}	CHURCH ROAD RD 2 WANAKA 9382	Aib-24	Sewerage	Electrical Equipment	Soft Starter	2006	01/01/2006	$6,695.76	$6,695.76	$603.39	$7,299.16	Indemnity	$648.81
Queenstown Lakes District Council	Queenstown Lakes District, Otago	10146708	10142541	224689	{825A7785-0034-4D76-AC9A-117E32A14E38}	BALLANTYNE ROAD RD 2 WANAKA 9382	Aib-24	Sewerage	Electrical Equipment	Soft Starter			$4,332.48	$4,332.48	$390.42	$4,722.90	Indemnity	$365.05
Queenstown Lakes District Council	Queenstown Lakes District, Otago	10146711	10142591	238962	{8CFCEF46-86CC-4D39-BCE8-AF5BF3F312BF}	OXENBRIDGE TUNNEL ROAD RD 1 QUEENSTOWN 9371	Aib-24	Water Supply	Electrical Equipment	Soft Starter	2013	13/05/2013	$21,191.27	$21,191.27	$1,909.66	$23,100.93	Indemnity	$9,778.08
Queenstown Lakes District Council	Queenstown Lakes District, Otago	10146712	10142586	249755	{97022BE6-D249-4544-9DF5-2F48D8FF126F}	3840 ALICE BURN DRIVE RD 3 CROMWELL 9383	Aib-24	Water Supply	Electrical Equipment	Soft Starter	2014	20/02/2014	$31,497.27	$31,497.27	$2,838.39	$34,335.66	Indemnity	$15,260.16
Queenstown Lakes District Council	Queenstown Lakes District, Otago	10146713	10142542	217270	{5412AA32-82B5-4D9A-ABC9-E74317CD98C7}	HARRIS PLACE LUGGATE WANAKA 9383	Aib-24	Sewerage	Electrical Equipment	Soft Starter	2006	01/01/2006	$6,695.76	$6,695.76	$603.39	$7,299.16	Indemnity	$648.81
Queenstown Lakes District Council	Queenstown Lakes District, Otago	10146714	10142627	79667	{7AE69CE2-C9B4-45F2-BCC0-7DCB1E4A6C66}	16 LLOYD DUNN AVENUE RD 2 WANAKA 9305	Aib-24	Sewerage	Electrical Equipment	Variable Speed Drive	2008	04/11/2008	$20,230.32	$20,230.32	$1,823.06	$22,053.38	Reinstatement	$22,053.38
Queenstown Lakes District Council	Queenstown Lakes District, Otago	10146715	10142548	3413	{11D272C7-95C7-40F1-AB59-FC7B0216C5DD}	NORFOLK STREET	Aib-24	Sewerage	Electrical Equipment	Variable Speed Drive	2001	01/01/2001	$108,392.03	$108,392.03	$9,767.79	$118,159.83	Indemnity	$8,402.40
Queenstown Lakes District Council	Queenstown Lakes District, Otago	10146716	10142592	2880	{1441677E-AEC0-486C-A09A-41F9129EEF70}	HOWARDS DRIVE LAKE HAYES QUEENSTOWN 9304	Aib-24	Water Supply	Electrical Equipment	Variable Speed Drive	2006	01/01/2006	$3,160.90	$3,160.90	$284.85	$3,445.75	Indemnity	$306.29
Queenstown Lakes District Council	Queenstown Lakes District, Otago	10146717	10142594	250914	{E616D674-93A2-4D96-B069-CD60323E1486}	GLENDA DRIVE	Aib-24	Water Supply	Electrical Equipment	Variable Speed Drive	2015	01/03/2015	$29,672.50	$29,672.50	$2,673.95	$32,346.45	Indemnity	$15,813.68
Queenstown Lakes District Council	Queenstown Lakes District, Otago	10146718	10142601	215574	{8B5EA8A0-1142-4E33-8F12-0992C807F3CD}	LAKE ESPLANADE QUEENSTOWN 9300	Aib-24	Water Supply	Filter	Filter			$39,134.39	$39,134.39	$3,526.61	$42,661.00	Indemnity	$1,516.82
Queenstown Lakes District Council	Queenstown Lakes District, Otago	10146719	10142585	177217	{767761CE-6F02-4C52-82D7-98197697E501}	WANAKA-MOUNT ASPIRING ROAD WANAKA 9382	Aib-24	Water Supply	Electrical Equipment	Variable Speed Drive	2009	22/04/2009	$59,812.96	$59,812.96	$5,390.07	$65,203.03	Indemnity	$23,183.10
Queenstown Lakes District Council	Queenstown Lakes District, Otago	10146720	10142603	209626	{EC46EEB1-EF9F-48C0-95C7-4CA024BE0281}	GLENORCHY-QUEENSTOWN ROAD CLOSEBURN QUEENSTOWN 9371	Aib-24	Water Supply	Pumps	Pump	2010	01/07/2010	$252,366.87	$252,366.87	$22,742.14	$275,109.01	Reinstatement	$275,109.01
Queenstown Lakes District Council	Queenstown Lakes District, Otago	10146721	10142600	2839	{EA00FD14-D04D-4FB9-A0BA-93E642E8E429}	PENINSULA ROAD KELVIN HEIGHTS QUEENSTOWN 9300	Aib-24	Water Supply	Pumps	Pump	2002	01/01/2002	$162,781.46	$162,781.46	$14,669.12	$177,450.58	Indemnity	$33,799.81
Queenstown Lakes District Council	Queenstown Lakes District, Otago	10146722	10142603	2747	{EC46EEB1-EF9F-48C0-95C7-4CA024BE0281}	GLENORCHY-QUEENSTOWN ROAD CLOSEBURN QUEENSTOWN 9371	Aib-24	Water Supply	Pumps	Pump	2009	01/01/2009	$255,013.41	$255,013.41	$22,980.64	$277,994.05	Reinstatement	$277,994.05
Queenstown Lakes District Council	Queenstown Lakes District, Otago	10146723	10142600	2838	{EA00FD14-D04D-4FB9-A0BA-93E642E8E429}	PENINSULA ROAD KELVIN HEIGHTS QUEENSTOWN 9300	Aib-24	Water Supply	Pumps	Pump	1995	01/01/1995	$128,598.90	$128,598.90	$11,588.74	$140,187.64	Indemnity	$11,682.20
Queenstown Lakes District Council	Queenstown Lakes District, Otago	10146724	10142600	210373	{EA00FD14-D04D-4FB9-A0BA-93E642E8E429}	PENINSULA ROAD KELVIN HEIGHTS QUEENSTOWN 9300	Aib-24	Water Supply	Pumps	Pump	2010	01/06/2010	$252,366.87	$252,366.87	$22,742.14	$275,109.01	Indemnity	$81,513.06
Queenstown Lakes District Council	Queenstown Lakes District, Otago	10146725	10142600	250867	{EA00FD14-D04D-4FB9-A0BA-93E642E8E429}	PENINSULA ROAD KELVIN HEIGHTS QUEENSTOWN 9300	Aib-24	Water Supply	Pumps	Pump	2014	16/12/2014	$196,078.49	$196,078.49	$17,669.69	$213,748.18	Indemnity	$94,998.35
Queenstown Lakes District Council	Queenstown Lakes District, Otago	10146726	10142582	3027	{477EA4C2-25BA-4D6A-BEC9-539B3FCAF720}	BEACON POINT ROAD WANAKA 9305	Aib-24	Water Supply	Pumps	Pump	2003	01/01/2003	$260,004.38	$260,004.38	$23,430.40	$283,434.78	Reinstatement	$283,434.78
Queenstown Lakes District Council	Queenstown Lakes District, Otago	10146727	10142641	221322	{F64CD052-0457-4E83-935B-E5DF01601346}	1128 WANAKA-MOUNT ASPIRING ROAD GLENDHU BAY WANAKA 9382	Aib-24	Water Supply	Pumps	Pump	2010	29/11/2010	$28,842.49	$28,842.49	$2,599.15	$31,441.64	Indemnity	$9,315.96
Queenstown Lakes District Council	Queenstown Lakes District, Otago	10146728	10142641	221324	{F64CD052-0457-4E83-935B-E5DF01601346}	1128 WANAKA-MOUNT ASPIRING ROAD GLENDHU BAY WANAKA 9382	Aib-24	Water Supply	Pumps	Pump	2010	29/11/2010	$28,842.49	$28,842.49	$2,599.15	$31,441.64	Indemnity	$9,315.96
Queenstown Lakes District Council	Queenstown Lakes District, Otago	10146729	10142582	3028	{477EA4C2-25BA-4D6A-BEC9-539B3FCAF720}	BEACON POINT ROAD WANAKA 9305	Aib-24	Water Supply	Pumps	Pump	2003	01/01/2003	$260,004.38	$260,004.38	$23,430.40	$283,434.78	Reinstatement	$283,434.78
Queenstown Lakes District Council	Queenstown Lakes District, Otago	10146730	10142619	3213	{89034D7D-5C5D-4987-9FB3-9F51E14509EE}	PENINSULA ROAD KELVIN HEIGHTS QUEENSTOWN 9300	Aib-24	Water Supply	Generator	Generator	2000	01/01/2000	$99,817.74	$99,817.74	$8,995.12	$108,812.86	Indemnity	$26,378.64
Queenstown Lakes District Council	Queenstown Lakes District, Otago	10146731	10142616	3279	{CEB3A98D-56AF-4112-97B4-9788EEBEF95E}	91 WILDING ROAD RD 1 QUEENSTOWN 9371	Aib-24	Water Supply	Generator	Generator	2002	01/01/2002	$99,817.74	$99,817.74	$8,995.12	$108,812.86	Indemnity	$39,211.49
Queenstown Lakes District Council	Queenstown Lakes District, Otago	10146732	10174991	210341	{13AB81C9-3193-4432-BC6E-BD19EB89E1B5}	BUCKINGHAM STREET ARROWTOWN 9302	Aib-24	Water Supply	Generator	Generator	2004	01/01/2004	$156,983.51	$156,983.51	$14,146.63	$171,130.14	Indemnity	$57,042.87
Queenstown Lakes District Council	Queenstown Lakes District, Otago	10146733	10142590	2867	{73B28147-EAB0-4E3A-9195-8603DCE61449}	RUTHERFORD ROAD RD 1 QUEENSTOWN 9371	Aib-24	Water Supply	Generator	Generator	2002	01/01/2002	$99,817.74	$99,817.74	$8,995.12	$108,812.86	Indemnity	$39,211.49
Queenstown Lakes District Council	Queenstown Lakes District, Otago	10146734	10142585	2845	{767761CE-6F02-4C52-82D7-98197697E501}	WANAKA-MOUNT ASPIRING ROAD WANAKA 9382	Aib-24	Water Supply	Generator	Generator	2000	01/01/2000	$213,971.69	$213,971.69	$19,282.15	$233,253.84	Indemnity	$56,545.88
Queenstown Lakes District Council	Queenstown Lakes District, Otago	10146735	10142566	3541	{9066EF44-277E-4EB0-A92D-D34D0A70D53E}	PENINSULA ROAD KELVIN HEIGHTS QUEENSTOWN 9300	Aib-24	Sewerage	Generator	Generator	1995	01/01/1995	$99,817.74	$99,817.74	$8,995.12	$108,812.86	Indemnity	$22,907.77
Queenstown Lakes District Council	Queenstown Lakes District, Otago	10146736	10142556	3602	{3C7CA281-8ECC-4971-9058-5ADF78A6E14C}	LAKE HAYES-ARROW JUNCTION HIGHWAY RD 1 QUEENSTOWN 9371	Aib-24	Sewerage	Generator	Generator	2005	01/01/2005	$94,154.60	$94,154.60	$8,484.78	$102,639.38	Indemnity	$40,250.38
Queenstown Lakes District Council	Queenstown Lakes District, Otago	10146737	10142552	3442	{2190EC7C-4D3B-4B45-B25E-D60E29A287BC}	59 ARROWTOWN-LAKE HAYES ROAD RD 1 QUEENSTOWN 9371	Aib-24	Sewerage	Generator	Generator	2002	01/01/2002	$213,971.69	$213,971.69	$19,282.15	$233,253.84	Indemnity	$84,054.69
Queenstown Lakes District Council	Queenstown Lakes District, Otago	10146738	10142593	3829	{409601BD-D90E-4E61-9D6C-6B85D0F4DF2D}	WIDGEON PLACE LAKE HAYES QUEENSTOWN 9304	Aib-24	Water Supply	Electrical Equipment	Generator Connection	2006	01/01/2006	$4,667.63	$4,667.63	$420.63	$5,088.26	Indemnity	$1,130.71
Queenstown Lakes District Council	Queenstown Lakes District, Otago	10146739	10142555	3589	{2DFD307F-1398-4BAD-B18C-CAA015831C1E}	LAKE HAYES-ARROW JUNCTION HIGHWAY RD 1 QUEENSTOWN 9371	Aib-24	Sewerage	Generator	Generator	2002	01/01/2002	$99,817.74	$99,817.74	$8,995.12	$108,812.86	Indemnity	$39,211.49
Queenstown Lakes District Council	Queenstown Lakes District, Otago	10146740	10142601	209691	{8B5EA8A0-1142-4E33-8F12-0992C807F3CD}	LAKE ESPLANADE QUEENSTOWN 9300	Aib-24	Water Supply	Flow Meter	Flowmeter			$29,163.96	$29,163.96	$2,628.12	$31,792.08	Indemnity	$1,130.38
Queenstown Lakes District Council	Queenstown Lakes District, Otago	10146741	10142586	2906	{97022BE6-D249-4544-9DF5-2F48D8FF126F}	3840 ALICE BURN DRIVE RD 3 CROMWELL 9383	Aib-24	Water Supply	Electrical Equipment	Uninterrupted Power	2003	01/01/2003	$5,059.55	$5,059.55	$455.94	$5,515.50	Indemnity	$426.31
Queenstown Lakes District Council	Queenstown Lakes District, Otago	10146742	10142594	2915	{E616D674-93A2-4D96-B069-CD60323E1486}	GLENDA DRIVE	Aib-24	Water Supply	Fan	Ventilation	1999	01/01/1999	$3,235.48	$3,235.48	$291.57	$3,527.05	Indemnity	$232.23
Queenstown Lakes District Council	Queenstown Lakes District, Otago	10146743	10142594	2916	{E616D674-93A2-4D96-B069-CD60323E1486}	GLENDA DRIVE	Aib-24	Water Supply	Miscellaneous	Lightening Arrester	1999	01/01/1999	$33,027.58	$33,027.58	$2,976.29	$36,003.88	Indemnity	$2,370.60
Queenstown Lakes District Council	Queenstown Lakes District, Otago	10146744	10142595	2934	{C34329D2-030B-4A6A-AC91-5DC53195E362}	MARINA DRIVER	Aib-24	Water Supply	Electrical Equipment	Variable Speed Drive	2003	01/01/2003	$500.71	$500.71	$45.12	$545.83	Indemnity	$107.82
Queenstown Lakes District Council	Queenstown Lakes District, Otago	10146745	10142638	210545	{05647476-047E-4AD5-A8D2-AB82711D1032}	HIGHVIEW TCE	Aib-24	Water Supply	Pumps	Pump	2000	01/01/2000	$2,846.51	$2,846.51	$256.51	$3,103.02	Indemnity	$212.17
Queenstown Lakes District Council	Queenstown Lakes District, Otago	10146746	10142595	2930	{C34329D2-030B-4A6A-AC91-5DC53195E362}	MARINA DRIVER	Aib-24	Water Supply	Pumps	Pump	2003	01/01/2003	$3,619.18	$3,619.18	$326.14	$3,945.32	Indemnity	$304.95
Queenstown Lakes District Council	Queenstown Lakes District, Otago	10146747	10142638	210544	{05647476-047E-4AD5-A8D2-AB82711D1032}	HIGHVIEW TCE	Aib-24	Water Supply	Pumps	Pump	2000	01/01/2000	$2,846.51	$2,846.51	$256.51	$3,103.02	Indemnity	$212.17
Queenstown Lakes District Council	Queenstown Lakes District, Otago	10146748	10142608	3799	{EC813BBC-0598-4A04-85B0-910A34B3C69A}	4 SHOTOVER DELTA ROAD LOWER SHOTOVER QUEENSTOWN 9304	Aib-24	Sewerage	Pumps	Pump	1994	01/01/1994	$56,308.66	$56,308.66	$5,074.28	$61,382.94	Reinstatement	$61,382.94
Queenstown Lakes District Council	Queenstown Lakes District, Otago	10146749	10142595	2933	{C34329D2-030B-4A6A-AC91-5DC53195E362}	MARINA DRIVER	Aib-24	Water Supply	Electrical Equipment	Variable Speed Drive	2003	01/01/2003	$500.71	$500.71	$45.12	$545.83	Indemnity	$107.82
Queenstown Lakes District Council	Queenstown Lakes District, Otago	10146750	10142608	206812	{EC813BBC-0598-4A04-85B0-910A34B3C69A}	4 SHOTOVER DELTA ROAD LOWER SHOTOVER QUEENSTOWN 9304	Aib-24	Sewerage	Pumps	Pump	2007	01/01/2007	$52,104.27	$52,104.27	$4,695.40	$56,799.66	Reinstatement	$56,799.66
Queenstown Lakes District Council	Queenstown Lakes District, Otago	10146751	10142608	206811	{EC813BBC-0598-4A04-85B0-910A34B3C69A}	4 SHOTOVER DELTA ROAD LOWER SHOTOVER QUEENSTOWN 9304	Aib-24	Sewerage	Pumps	Pump	2007	01/01/2007	$52,104.27	$52,104.27	$4,695.40	$56,799.66	Reinstatement	$56,799.66
Queenstown Lakes District Council	Queenstown Lakes District, Otago	10146752	10142595	2929	{C34329D2-030B-4A6A-AC91-5DC53195E362}	MARINA DRIVER	Aib-24	Water Supply	Pumps	Pump	2003	01/01/2003	$3,619.18	$3,619.18	$326.14	$3,945.32	Indemnity	$304.95
Queenstown Lakes District Council	Queenstown Lakes District, Otago	10146753	10142597	3256	{E53D3297-9713-4766-9806-99D9683A4DF7}	MANCHESTER PLACE QUEENSTOWN 9300	Aib-24	Water Supply	TPBS Valves	Non Return Valve	1989	01/01/1989	$2,929.53	$2,929.53	$264.00	$3,193.53	Indemnity	$1,095.63
Queenstown Lakes District Council	Queenstown Lakes District, Otago	10146756	10142581	206986	{CBD8C761-31C7-44E6-9896-6FCD77CC7C54}	MAKARORA-LAKE HAWEA ROAD MAKARORA WANAKA 9382	Aib-24	Water Supply	TPBS Valves	Non Return Valve			$2,929.53	$2,929.53	$264.00	$3,193.53	Indemnity	$608.29
Queenstown Lakes District Council	Queenstown Lakes District, Otago	10146757	10005508	226131	{63031EA5-52EB-43AB-B0B8-1BB5B3456BFF}	SHIEL STREET GLENORCHY 9372	Aib-24	Water Supply	TPBS Valves	Valve	1991	01/01/1991	$11,718.13	$11,718.13	$1,055.98	$12,774.12	Reinstatement	$12,774.12
Queenstown Lakes District Council	Queenstown Lakes District, Otago	10146758	10142587	226106	{036A3D05-D9AB-460F-9DE6-565470B8F619}	GLENORCHY-QUEENSTOWN ROAD CLOSEBURN QUEENSTOWN 9371	Aib-24	Water Supply	TPBS Valves	Valve	1991	01/01/1991	$2,148.86	$2,148.86	$193.65	$2,342.51	Indemnity	$785.74
Queenstown Lakes District Council	Queenstown Lakes District, Otago	10146759	10142597	3255	{E53D3297-9713-4766-9806-99D9683A4DF7}	MANCHESTER PLACE QUEENSTOWN 9300	Aib-24	Water Supply	TPBS Valves	Non Return Valve	1989	01/01/1989	$2,929.53	$2,929.53	$264.00	$3,193.53	Indemnity	$1,095.63
Queenstown Lakes District Council	Queenstown Lakes District, Otago	10146760	10005508	226133	{63031EA5-52EB-43AB-B0B8-1BB5B3456BFF}	SHIEL STREET GLENORCHY 9372	Aib-24	Water Supply	TPBS Valves	Valve	1991	01/01/1991	$11,718.13	$11,718.13	$1,055.98	$12,774.12	Reinstatement	$12,774.12
Queenstown Lakes District Council	Queenstown Lakes District, Otago	10146761	10142581	206985	{CBD8C761-31C7-44E6-9896-6FCD77CC7C54}	MAKARORA-LAKE HAWEA ROAD MAKARORA WANAKA 9382	Aib-24	Water Supply	TPBS Valves	Non Return Valve			$2,929.53	$2,929.53	$264.00	$3,193.53	Indemnity	$1,071.20
Queenstown Lakes District Council	Queenstown Lakes District, Otago	10146762	10142587	226105	{036A3D05-D9AB-460F-9DE6-565470B8F619}	GLENORCHY-QUEENSTOWN ROAD CLOSEBURN QUEENSTOWN 9371	Aib-24	Water Supply	TPBS Valves	Valve	1991	01/01/1991	$2,148.86	$2,148.86	$193.65	$2,342.51	Indemnity	$785.74
Queenstown Lakes District Council	Queenstown Lakes District, Otago	10146764	10005508	226132	{63031EA5-52EB-43AB-B0B8-1BB5B3456BFF}	SHIEL STREET GLENORCHY 9372	Aib-24	Water Supply	TPBS Valves	Valve	1991	01/01/1991	$11,718.13	$11,718.13	$1,055.98	$12,774.12	Reinstatement	$12,774.12
Queenstown Lakes District Council	Queenstown Lakes District, Otago	10146766	10142587	226107	{036A3D05-D9AB-460F-9DE6-565470B8F619}	GLENORCHY-QUEENSTOWN ROAD CLOSEBURN QUEENSTOWN 9371	Aib-24	Water Supply	TPBS Valves	Non Return Valve	1991	01/01/1991	$2,148.86	$2,148.86	$193.65	$2,342.51	Indemnity	$785.74
Queenstown Lakes District Council	Queenstown Lakes District, Otago	10146767	10142587	226108	{036A3D05-D9AB-460F-9DE6-565470B8F619}	GLENORCHY-QUEENSTOWN ROAD CLOSEBURN QUEENSTOWN 9371	Aib-24	Water Supply	TPBS Valves	Non Return Valve	1991	01/01/1991	$2,148.86	$2,148.86	$193.65	$2,342.51	Indemnity	$785.74
Queenstown Lakes District Council	Queenstown Lakes District, Otago	10146768	10005508	226130	{63031EA5-52EB-43AB-B0B8-1BB5B3456BFF}	SHIEL STREET GLENORCHY 9372	Aib-24	Water Supply	TPBS Valves	Valve	1991	01/01/1991	$11,718.13	$11,718.13	$1,055.98	$12,774.12	Reinstatement	$12,774.12
Queenstown Lakes District Council	Queenstown Lakes District, Otago	10146769	10142623	202057	{8E0D674A-5C93-471A-B834-A81AE41C2BC2}	DOMAIN ROAD	Aib-24	Sewerage	Electrical Equipment	Soft Starter			$8,815.03	$8,815.03	$794.37	$9,609.40	Indemnity	$949.07
Queenstown Lakes District Council	Queenstown Lakes District, Otago	10146770	10142558	206839	{8140ABC2-039A-4444-AE36-570292AD2576}	13 LAKE AVENUE FRANKTON QUEENSTOWN 9300	Aib-24	Sewerage	Electrical Equipment	Soft Starter			$100,158.00	$100,158.00	$9,025.78	$109,183.78	Indemnity	$3,732.75
Queenstown Lakes District Council	Queenstown Lakes District, Otago	10146771	10142574	3369	{D1A87C22-9F13-4E01-99A9-9D546A1F1FC5}	126 ALISON AVENUE ALBERT TOWN WANAKA 9305	Aib-24	Sewerage	Electrical Equipment	Soft Starter	1998	01/01/1998	$7,427.35	$7,427.35	$669.32	$8,096.67	Indemnity	$514.07
Queenstown Lakes District Council	Queenstown Lakes District, Otago	10146772	10142582	3033	{477EA4C2-25BA-4D6A-BEC9-539B3FCAF720}	BEACON POINT ROAD WANAKA 9305	Aib-24	Water Supply	Electrical Equipment	Soft Starter	2003	01/01/2003	$69,801.27	$69,801.27	$6,290.17	$76,091.44	Reinstatement	$76,091.44
Queenstown Lakes District Council	Queenstown Lakes District, Otago	10146773	10142566	231181	{9066EF44-277E-4EB0-A92D-D34D0A70D53E}	PENINSULA ROAD KELVIN HEIGHTS QUEENSTOWN 9300	Aib-24	Sewerage	Electrical Equipment	Soft Starter	2012	20/05/2012	$12,967.46	$12,967.46	$1,168.57	$14,136.03	Indemnity	$3,141.31
Queenstown Lakes District Council	Queenstown Lakes District, Otago	10146774	10142564	3659	{BFBFBB84-D102-4ACA-8418-8B4EB42050A5}	PARK STREET QUEENSTOWN 9300	Aib-24	Sewerage	Electrical Equipment	Soft Starter	1997	01/01/1997	$10,456.95	$10,456.95	$942.33	$11,399.29	Indemnity	$698.80
Queenstown Lakes District Council	Queenstown Lakes District, Otago	10146775	10142645	231083	{C696D0E2-F1C3-4077-89A7-A5EC3516416F}	BEACON POINT ROAD WANAKA 9305	Aib-24	Sewerage	Electrical Equipment	Soft Starter	2011	01/12/2011	$6,412.97	$6,412.97	$577.91	$6,990.88	Indemnity	$1,165.14
Queenstown Lakes District Council	Queenstown Lakes District, Otago	10146776	10142637	2973	{8F07E1B9-9906-497F-97AE-1A5275B5D8FC}	707 WANAKA-LUGGATE HIGHWAY RD 2 WANAKA 9382	Aib-24	Water Supply	Electrical Equipment	Soft Starter	2001	01/01/2001	$31,643.56	$31,643.56	$2,851.57	$34,495.13	Indemnity	$2,452.97
Queenstown Lakes District Council	Queenstown Lakes District, Otago	10146777	10142645	231082	{C696D0E2-F1C3-4077-89A7-A5EC3516416F}	BEACON POINT ROAD WANAKA 9305	Aib-24	Sewerage	Electrical Equipment	Soft Starter	2011	01/12/2011	$6,412.97	$6,412.97	$577.91	$6,990.88	Indemnity	$1,165.14
Queenstown Lakes District Council	Queenstown Lakes District, Otago	10146778	10142639	217397	{AF4FF693-BC8F-4063-A66B-BEF6C5395D18}	WAN-LUGG HWY	Aib-24	Sewerage	Electrical Equipment	Soft Starter	2005	10/11/2005	$5,513.08	$5,513.08	$496.81	$6,009.89	Indemnity	$508.77
Queenstown Lakes District Council	Queenstown Lakes District, Otago	10146779	10142576	206869	{DED59DCD-261A-4581-BEAA-12D52DDA3AD6}	KINGSTON STREET	Aib-24	Sewerage	Electrical Equipment	Soft Starter			$7,427.35	$7,427.35	$669.32	$8,096.67	Indemnity	$389.03
Queenstown Lakes District Council	Queenstown Lakes District, Otago	10146780	10142561	3506	{75322284-DBCB-4BEF-9E84-E12969426588}	KAWARAU PLACE FRANKTON QUEENSTOWN 9300	Aib-24	Sewerage	Electrical Equipment	Soft Starter	2003	01/01/2003	$7,896.90	$7,896.90	$711.63	$8,608.53	Indemnity	$665.39
Queenstown Lakes District Council	Queenstown Lakes District, Otago	10146781	10142623	202056	{8E0D674A-5C93-471A-B834-A81AE41C2BC2}	DOMAIN ROAD	Aib-24	Sewerage	Electrical Equipment	Soft Starter			$8,815.03	$8,815.03	$794.37	$9,609.40	Indemnity	$949.07
Queenstown Lakes District Council	Queenstown Lakes District, Otago	10146782	10142577	245957	{9936C7C0-C45B-4D68-A288-0AB32482126A}	LAKESIDE ROAD	Aib-24	Sewerage	Electrical Equipment	Soft Starter	2013	13/12/2013	$11,057.58	$11,057.58	$996.46	$12,054.04	Indemnity	$2,857.23
Queenstown Lakes District Council	Queenstown Lakes District, Otago	10146783	10142567	3521	{1A6BBC63-F933-4C82-9843-88E125325CB4}	CEDAR DRIVE	Aib-24	Sewerage	Electrical Equipment	Soft Starter	2003	01/01/2003	$5,603.38	$5,603.38	$504.95	$6,108.33	Indemnity	$472.14
Queenstown Lakes District Council	Queenstown Lakes District, Otago	10146784	10142564	231215	{BFBFBB84-D102-4ACA-8418-8B4EB42050A5}	PARK STREET QUEENSTOWN 9300	Aib-24	Sewerage	Electrical Equipment	Soft Starter	2012	01/06/2012	$7,700.49	$7,700.49	$693.93	$8,394.42	Indemnity	$1,865.41
Queenstown Lakes District Council	Queenstown Lakes District, Otago	10146785	10142582	249402	{477EA4C2-25BA-4D6A-BEC9-539B3FCAF720}	BEACON POINT ROAD WANAKA 9305	Aib-24	Water Supply	Electrical Equipment	Soft Starter	2014	01/05/2014	$31,497.27	$31,497.27	$2,838.39	$34,335.66	Reinstatement	$34,335.66
Queenstown Lakes District Council	Queenstown Lakes District, Otago	10146786	10142575	224671	{7626DB93-6980-4CE5-AE08-3E6D0CBEE828}	76 ALISON AVENUE ALBERT TOWN WANAKA 9305	Aib-24	Sewerage	Electrical Equipment	Soft Starter			$7,427.35	$7,427.35	$669.32	$8,096.67	Indemnity	$389.03
Queenstown Lakes District Council	Queenstown Lakes District, Otago	10146787	10142601	231877	{8B5EA8A0-1142-4E33-8F12-0992C807F3CD}	LAKE ESPLANADE QUEENSTOWN 9300	Aib-24	Water Supply	Electrical Equipment	Soft Starter	2012	01/10/2012	$110,027.62	$110,027.62	$9,915.18	$119,942.80	Indemnity	$45,692.09
Queenstown Lakes District Council	Queenstown Lakes District, Otago	10146788	10142561	3505	{75322284-DBCB-4BEF-9E84-E12969426588}	KAWARAU PLACE FRANKTON QUEENSTOWN 9300	Aib-24	Sewerage	Electrical Equipment	Soft Starter	2003	01/01/2003	$7,896.90	$7,896.90	$711.63	$8,608.53	Indemnity	$665.39
Queenstown Lakes District Council	Queenstown Lakes District, Otago	10146789	10142576	206870	{DED59DCD-261A-4581-BEAA-12D52DDA3AD6}	KINGSTON STREET	Aib-24	Sewerage	Electrical Equipment	Soft Starter			$7,427.35	$7,427.35	$669.32	$8,096.67	Indemnity	$389.03
Queenstown Lakes District Council	Queenstown Lakes District, Otago	10146790	10142596	3059	{67ACA9CD-4BAF-4091-A481-F42CA9112221}	11A PANNERS WAY QUEENSTOWN 9300	Aib-24	Water Supply	Electrical Equipment	Soft Starter	1988	01/01/1988	$2,477.31	$2,477.31	$223.24	$2,700.56	Indemnity	$126.34
Queenstown Lakes District Council	Queenstown Lakes District, Otago	10146791	10142574	3370	{D1A87C22-9F13-4E01-99A9-9D546A1F1FC5}	126 ALISON AVENUE ALBERT TOWN WANAKA 9305	Aib-24	Sewerage	Electrical Equipment	Soft Starter	1998	01/01/1998	$7,427.35	$7,427.35	$669.32	$8,096.67	Indemnity	$514.07
Queenstown Lakes District Council	Queenstown Lakes District, Otago	10146792	10142559	224506	{3DD08F3B-DC64-44F5-892D-92E51C2B1FEC}	139 GORGE ROAD QUEENSTOWN 9300	Aib-24	Sewerage	Electrical Equipment	Soft Starter	2002	01/01/2002	$2,637.06	$2,637.06	$237.64	$2,874.70	Indemnity	$212.94
Queenstown Lakes District Council	Queenstown Lakes District, Otago	10146793	10142567	3522	{1A6BBC63-F933-4C82-9843-88E125325CB4}	CEDAR DRIVE	Aib-24	Sewerage	Electrical Equipment	Soft Starter	2003	01/01/2003	$5,603.38	$5,603.38	$504.95	$6,108.33	Indemnity	$472.14
Queenstown Lakes District Council	Queenstown Lakes District, Otago	10146794	10142575	224672	{7626DB93-6980-4CE5-AE08-3E6D0CBEE828}	76 ALISON AVENUE ALBERT TOWN WANAKA 9305	Aib-24	Sewerage	Electrical Equipment	Soft Starter			$7,427.35	$7,427.35	$669.32	$8,096.67	Indemnity	$389.03
Queenstown Lakes District Council	Queenstown Lakes District, Otago	10146795	10142538	3709	{55E5F05B-DB4D-4B72-A89E-18C47BF9A71D}	APARTMENT E/54D SARGOOD DRIVE WANAKA 9305	Aib-24	Sewerage	Electrical Equipment	Soft Starter	2010	01/03/2010	$2,947.52	$2,947.52	$265.62	$3,213.13	Indemnity	$357.01
Queenstown Lakes District Council	Queenstown Lakes District, Otago	10146796	10142596	3060	{67ACA9CD-4BAF-4091-A481-F42CA9112221}	11A PANNERS WAY QUEENSTOWN 9300	Aib-24	Water Supply	Electrical Equipment	Soft Starter	1988	01/01/1988	$2,477.31	$2,477.31	$223.24	$2,700.56	Indemnity	$126.34
Queenstown Lakes District Council	Queenstown Lakes District, Otago	10146797	10142639	217396	{AF4FF693-BC8F-4063-A66B-BEF6C5395D18}	WAN-LUGG HWY	Aib-24	Sewerage	Electrical Equipment	Soft Starter	2005	10/11/2005	$5,513.08	$5,513.08	$496.81	$6,009.89	Indemnity	$508.77
Queenstown Lakes District Council	Queenstown Lakes District, Otago	10146798	10142566	231182	{9066EF44-277E-4EB0-A92D-D34D0A70D53E}	PENINSULA ROAD KELVIN HEIGHTS QUEENSTOWN 9300	Aib-24	Sewerage	Electrical Equipment	Soft Starter	2012	20/05/2012	$12,967.46	$12,967.46	$1,168.57	$14,136.03	Indemnity	$3,141.31
Queenstown Lakes District Council	Queenstown Lakes District, Otago	10146799	10142597	209981	{E53D3297-9713-4766-9806-99D9683A4DF7}	MANCHESTER PLACE QUEENSTOWN 9300	Aib-24	Water Supply	Electrical Equipment	Flow Switch			$1,684.39	$1,684.39	$151.79	$1,836.18	Indemnity	$88.22
Queenstown Lakes District Council	Queenstown Lakes District, Otago	10146800	10142584	3002	{BA75368B-EB32-42CE-B5DB-1FEB1B136268}	20 ANDERSON ROAD WANAKA 9305	Aib-24	Water Supply	Electrical Equipment	Flow Switch	1989	01/01/1989	$1,684.39	$1,684.39	$151.79	$1,836.18	Indemnity	$88.22
Queenstown Lakes District Council	Queenstown Lakes District, Otago	10146801	10142596	3057	{67ACA9CD-4BAF-4091-A481-F42CA9112221}	11A PANNERS WAY QUEENSTOWN 9300	Aib-24	Water Supply	Electrical Equipment	Flow Switch	1988	01/01/1988	$1,684.39	$1,684.39	$151.79	$1,836.18	Indemnity	$85.90
Queenstown Lakes District Council	Queenstown Lakes District, Otago	10146802	10142584	3001	{BA75368B-EB32-42CE-B5DB-1FEB1B136268}	20 ANDERSON ROAD WANAKA 9305	Aib-24	Water Supply	Electrical Equipment	Flow Switch	1989	01/01/1989	$1,684.39	$1,684.39	$151.79	$1,836.18	Indemnity	$88.22
Queenstown Lakes District Council	Queenstown Lakes District, Otago	10146803	10142596	3058	{67ACA9CD-4BAF-4091-A481-F42CA9112221}	11A PANNERS WAY QUEENSTOWN 9300	Aib-24	Water Supply	Electrical Equipment	Flow Switch	1988	01/01/1988	$1,684.39	$1,684.39	$151.79	$1,836.18	Indemnity	$85.90
Queenstown Lakes District Council	Queenstown Lakes District, Otago	10146804	10142597	209982	{E53D3297-9713-4766-9806-99D9683A4DF7}	MANCHESTER PLACE QUEENSTOWN 9300	Aib-24	Water Supply	Electrical Equipment	Flow Switch			$1,684.39	$1,684.39	$151.79	$1,836.18	Indemnity	$88.22
Queenstown Lakes District Council	Queenstown Lakes District, Otago	10146805	10115350	227501	{B7214F29-F8F6-49EE-BF1D-F3E3B5DC9FDF}	MIDDLESEX STREET ARROWTOWN 9302	Aib-24	Water Supply	TPBS Valves	Non Return Valve	2012	03/02/2012	$4,883.64	$4,883.64	$440.09	$5,323.73	Reinstatement	$5,323.73
Queenstown Lakes District Council	Queenstown Lakes District, Otago	10146806	10115350	227500	{B7214F29-F8F6-49EE-BF1D-F3E3B5DC9FDF}	MIDDLESEX STREET ARROWTOWN 9302	Aib-24	Water Supply	TPBS Valves	Non Return Valve	2012	03/02/2012	$4,101.35	$4,101.35	$369.59	$4,470.94	Reinstatement	$4,470.94
Queenstown Lakes District Council	Queenstown Lakes District, Otago	10146807	10142597	3248	{E53D3297-9713-4766-9806-99D9683A4DF7}	MANCHESTER PLACE QUEENSTOWN 9300	Aib-24	Water Supply	Flow Meter	Flowmeter	1989	01/01/1989	$21,312.66	$21,312.66	$1,920.60	$23,233.26	Indemnity	$1,116.30
Queenstown Lakes District Council	Queenstown Lakes District, Otago	10146808	10142584	3000	{BA75368B-EB32-42CE-B5DB-1FEB1B136268}	20 ANDERSON ROAD WANAKA 9305	Aib-24	Water Supply	TPBS Valves	Valve	2000	01/01/2000	$4,101.35	$4,101.35	$369.59	$4,470.94	Indemnity	$2,174.53
Queenstown Lakes District Council	Queenstown Lakes District, Otago	10146809	10142584	206786	{BA75368B-EB32-42CE-B5DB-1FEB1B136268}	20 ANDERSON ROAD WANAKA 9305	Aib-24	Water Supply	TPBS Valves	Pressure Reducing Va			$3,556.06	$3,556.06	$320.46	$3,876.51	Indemnity	$1,170.26
Queenstown Lakes District Council	Queenstown Lakes District, Otago	10146810	10142584	3005	{BA75368B-EB32-42CE-B5DB-1FEB1B136268}	20 ANDERSON ROAD WANAKA 9305	Aib-24	Water Supply	Electrical Equipment	Soft Starter	2001	01/01/2001	$31,643.56	$31,643.56	$2,851.57	$34,495.13	Indemnity	$2,452.97
Queenstown Lakes District Council	Queenstown Lakes District, Otago	10146811	10142584	3004	{BA75368B-EB32-42CE-B5DB-1FEB1B136268}	20 ANDERSON ROAD WANAKA 9305	Aib-24	Water Supply	Electrical Equipment	Soft Starter	2001	01/01/2001	$31,643.56	$31,643.56	$2,851.57	$34,495.13	Indemnity	$2,452.97
Queenstown Lakes District Council	Queenstown Lakes District, Otago	10146812	10005510	211014	{B74C0D24-06EC-4EDC-8E19-B118A11D4AFD}	13 CROWS NEST ROAD ARTHURS POINT QUEENSTOWN 9371	Aib-24	Water Supply	TPBS Valves	Valve	1988	01/01/1988	$11,718.13	$11,718.13	$1,055.98	$12,774.12	Reinstatement	$12,774.12
Queenstown Lakes District Council	Queenstown Lakes District, Otago	10146813	10005517	217426	{92E161FC-4B0B-4C0F-858E-29A31DE8986E}	GLENORCHY-QUEENSTOWN ROAD CLOSEBURN QUEENSTOWN 9371	Aib-24	Water Supply	TPBS Valves	Valve	2010	01/05/2010	$4,101.35	$4,101.35	$369.59	$4,470.94	Reinstatement	$4,470.94
Queenstown Lakes District Council	Queenstown Lakes District, Otago	10146814	10142601	250960	{8B5EA8A0-1142-4E33-8F12-0992C807F3CD}	LAKE ESPLANADE QUEENSTOWN 9300	Aib-24	Water Supply	TPBS Valves	Valve	2015	01/03/2015	$5,860.70	$5,860.70	$528.14	$6,388.84	Indemnity	$4,656.72
Queenstown Lakes District Council	Queenstown Lakes District, Otago	10146815	10142582	249400	{477EA4C2-25BA-4D6A-BEC9-539B3FCAF720}	BEACON POINT ROAD WANAKA 9305	Aib-24	Water Supply	TPBS Valves	Non Return Valve	2014	01/06/2014	$3,320.69	$3,320.69	$299.25	$3,619.93	Reinstatement	$3,619.93
Queenstown Lakes District Council	Queenstown Lakes District, Otago	10146816	10142582	210571	{477EA4C2-25BA-4D6A-BEC9-539B3FCAF720}	BEACON POINT ROAD WANAKA 9305	Aib-24	Water Supply	TPBS Valves	Non Return Valve			$4,101.35	$4,101.35	$369.59	$4,470.94	Reinstatement	$4,470.94
Queenstown Lakes District Council	Queenstown Lakes District, Otago	10146817	10142582	210570	{477EA4C2-25BA-4D6A-BEC9-539B3FCAF720}	BEACON POINT ROAD WANAKA 9305	Aib-24	Water Supply	TPBS Valves	Non Return Valve			$4,101.35	$4,101.35	$369.59	$4,470.94	Reinstatement	$4,470.94
Queenstown Lakes District Council	Queenstown Lakes District, Otago	10146818	10142619	250883	{89034D7D-5C5D-4987-9FB3-9F51E14509EE}	PENINSULA ROAD KELVIN HEIGHTS QUEENSTOWN 9300	Aib-24	Water Supply	TPBS Valves	Valve	2014	30/09/2014	$5,860.70	$5,860.70	$528.14	$6,388.84	Indemnity	$4,543.14
Queenstown Lakes District Council	Queenstown Lakes District, Otago	10146819	10142597	3249	{E53D3297-9713-4766-9806-99D9683A4DF7}	MANCHESTER PLACE QUEENSTOWN 9300	Aib-24	Water Supply	TPBS Valves	Surge Anticipating V	1989	01/01/1989	$12,367.78	$12,367.78	$1,114.53	$13,482.31	Indemnity	$2,451.31
Queenstown Lakes District Council	Queenstown Lakes District, Otago	10146820	10142601	250959	{8B5EA8A0-1142-4E33-8F12-0992C807F3CD}	LAKE ESPLANADE QUEENSTOWN 9300	Aib-24	Water Supply	TPBS Valves	Valve	2015	01/03/2015	$5,860.70	$5,860.70	$528.14	$6,388.84	Indemnity	$4,656.72
Queenstown Lakes District Council	Queenstown Lakes District, Otago	10146821	10005517	217427	{92E161FC-4B0B-4C0F-858E-29A31DE8986E}	GLENORCHY-QUEENSTOWN ROAD CLOSEBURN QUEENSTOWN 9371	Aib-24	Water Supply	TPBS Valves	Valve	2010	01/05/2010	$4,101.35	$4,101.35	$369.59	$4,470.94	Reinstatement	$4,470.94
Queenstown Lakes District Council	Queenstown Lakes District, Otago	10146822	10005517	210929	{92E161FC-4B0B-4C0F-858E-29A31DE8986E}	GLENORCHY-QUEENSTOWN ROAD CLOSEBURN QUEENSTOWN 9371	Aib-24	Water Supply	TPBS Valves	Valve			$4,101.35	$4,101.35	$369.59	$4,470.94	Reinstatement	$4,470.94
Queenstown Lakes District Council	Queenstown Lakes District, Otago	10146823	10142582	210569	{477EA4C2-25BA-4D6A-BEC9-539B3FCAF720}	BEACON POINT ROAD WANAKA 9305	Aib-24	Water Supply	TPBS Valves	Non Return Valve			$4,101.35	$4,101.35	$369.59	$4,470.94	Reinstatement	$4,470.94
Queenstown Lakes District Council	Queenstown Lakes District, Otago	10146824	10142619	250884	{89034D7D-5C5D-4987-9FB3-9F51E14509EE}	PENINSULA ROAD KELVIN HEIGHTS QUEENSTOWN 9300	Aib-24	Water Supply	TPBS Valves	Valve	2014	30/09/2014	$5,860.70	$5,860.70	$528.14	$6,388.84	Indemnity	$4,543.14
Queenstown Lakes District Council	Queenstown Lakes District, Otago	10146825	10142582	3041	{477EA4C2-25BA-4D6A-BEC9-539B3FCAF720}	BEACON POINT ROAD WANAKA 9305	Aib-24	Water Supply	TPBS Valves	Valve	2003	01/01/2003	$21,680.19	$21,680.19	$1,953.72	$23,633.91	Reinstatement	$23,633.91
Queenstown Lakes District Council	Queenstown Lakes District, Otago	10146826	10142549	224334	{9A5BC8CC-0C45-4D57-96DC-3C687931084D}	109 MCDONNELL ROAD ARROWTOWN 9302	Aib-24	Sewerage	Pipework	Pipework	2011	04/07/2011	$1,397.49	$1,397.49	$125.94	$1,523.42	Indemnity	$1,074.72
Queenstown Lakes District Council	Queenstown Lakes District, Otago	10146236	10142627	79538	{7AE69CE2-C9B4-45F2-BCC0-7DCB1E4A6C66}	16 LLOYD DUNN AVENUE RD 2 WANAKA 9305	Aib-24	Sewerage	TPBS Valves	Valve	2008	04/11/2008	$8,790.24	$8,790.24	$792.14	$9,582.37	Reinstatement	$9,582.37
Queenstown Lakes District Council	Queenstown Lakes District, Otago	10146237	10142594	4001	{E616D674-93A2-4D96-B069-CD60323E1486}	GLENDA DRIVE	Aib-24	Water Supply	Miscellaneous	Valve Chamber	1999	01/01/1999	$6,338.60	$6,338.60	$571.21	$6,909.80	Indemnity	$3,704.69
Queenstown Lakes District Council	Queenstown Lakes District, Otago	10146238	10142554	3462	{5DEDF20F-21CC-4219-BFCC-1771FF6DC8FD}	700 MOKE LAKE ROAD BEN LOMOND QUEENSTOWN 9371	Aib-24	Sewerage	TPBS Valves	Valve	2000	01/01/2000	$4,101.35	$4,101.35	$369.59	$4,470.94	Indemnity	$2,174.53
Queenstown Lakes District Council	Queenstown Lakes District, Otago	10146239	10142571	3945	{B26B8863-F991-4F34-B294-63CF59D384E9}	CEMETERY ROAD	Aib-24	Sewerage	Miscellaneous	Valve Chamber	2003	01/01/2003	$6,338.60	$6,338.60	$571.21	$6,909.80	Indemnity	$4,606.50
Queenstown Lakes District Council	Queenstown Lakes District, Otago	10146240	10142585	4163	{767761CE-6F02-4C52-82D7-98197697E501}	WANAKA-MOUNT ASPIRING ROAD WANAKA 9382	Aib-24	Water Supply	Miscellaneous	Valve Chamber	1997	01/01/1997	$6,338.60	$6,338.60	$571.21	$6,909.80	Indemnity	$3,509.71
Queenstown Lakes District Council	Queenstown Lakes District, Otago	10146241	10142628	240795	{C7D28BC6-260F-4E2E-87A2-AFB6947A9322}	14 HEATON PARK DRIVE WANAKA 9305	Aib-24	Water Supply	Electrical Equipment	Switchboard	2013	25/06/2013	$111,301.70	$111,301.70	$10,030.00	$121,331.70	Indemnity	$51,356.88
Queenstown Lakes District Council	Queenstown Lakes District, Otago	10146242	10142568	217363	{8523046E-B0EC-4155-A27B-D667AE130C1B}	GLENORCHY-QUEENSTOWN ROAD CLOSEBURN QUEENSTOWN 9371	Aib-24	Sewerage	TPBS Valves	Valve	2009	01/08/2009	$4,101.35	$4,101.35	$369.59	$4,470.94	Indemnity	$2,849.38
Queenstown Lakes District Council	Queenstown Lakes District, Otago	10146243	10142561	79150	{75322284-DBCB-4BEF-9E84-E12969426588}	KAWARAU PLACE FRANKTON QUEENSTOWN 9300	Aib-24	Sewerage	Structures	Wet Well Lid			$5,757.42	$5,757.42	$518.83	$6,276.25	Indemnity	$2,470.63
Queenstown Lakes District Council	Queenstown Lakes District, Otago	10146244	10142608	229504	{EC813BBC-0598-4A04-85B0-910A34B3C69A}	4 SHOTOVER DELTA ROAD LOWER SHOTOVER QUEENSTOWN 9304	Aib-24	Sewerage	Miscellaneous	Valve Chamber			$6,932.69	$6,932.69	$624.74	$7,557.43	Reinstatement	$7,557.43
Queenstown Lakes District Council	Queenstown Lakes District, Otago	10146245	10142605	3879	{EC72E8F5-5B35-4739-9F05-ACDDCBC6290A}	ALBERT TOWN-LAKE HAWEA ROAD ALBERT TOWN WANAKA 9382	Aib-24	Sewerage	Electrical Equipment	Telemetry	1999	01/01/1999	$50,476.61	$50,476.61	$4,548.72	$55,025.33	Indemnity	$3,623.03
Queenstown Lakes District Council	Queenstown Lakes District, Otago	10146246	10142564	231218	{BFBFBB84-D102-4ACA-8418-8B4EB42050A5}	PARK STREET QUEENSTOWN 9300	Aib-24	Sewerage	Structures	Wet Well Lid	2012	01/05/2012	$5,757.42	$5,757.42	$518.83	$6,276.25	Indemnity	$4,674.17
Queenstown Lakes District Council	Queenstown Lakes District, Otago	10146247	10005512	3112	{FAF4422F-0A45-4CDC-9ADC-86B77D110FA3}	JIMS WAY RD 1 QUEENSTOWN 9371	Aib-24	Water Supply	TPBS Valves	Valve	1999	01/01/1999	$4,101.35	$4,101.35	$369.59	$4,470.94	Reinstatement	$4,470.94
Queenstown Lakes District Council	Queenstown Lakes District, Otago	10146248	10142627	79612	{7AE69CE2-C9B4-45F2-BCC0-7DCB1E4A6C66}	16 LLOYD DUNN AVENUE RD 2 WANAKA 9305	Aib-24	Sewerage	TPBS Valves	Valve	2008	04/11/2008	$2,148.86	$2,148.86	$193.65	$2,342.51	Reinstatement	$2,342.51
Queenstown Lakes District Council	Queenstown Lakes District, Otago	10146249	10142618	3306	{96F6CEAE-D7DD-480B-B9D7-E0E01956C4B0}	HOWARDS DRIVE LAKE HAYES QUEENSTOWN 9304	Aib-24	Water Supply	Electrical Equipment	Turbidity Meter	2006	01/01/2006	$66,990.64	$66,990.64	$6,036.89	$73,027.53	Indemnity	$16,228.20
Queenstown Lakes District Council	Queenstown Lakes District, Otago	10146251	10005513	3120	{5EA3AF37-8F1D-43A0-B278-FA00A674AF37}	GOLDFIELD HEIGHTS QUEENSTOWN 9300	Aib-24	Water Supply	TPBS Valves	Valve	2003	01/01/2003	$2,929.53	$2,929.53	$264.00	$3,193.53	Reinstatement	$3,193.53
Queenstown Lakes District Council	Queenstown Lakes District, Otago	10146252	10142568	217364	{8523046E-B0EC-4155-A27B-D667AE130C1B}	GLENORCHY-QUEENSTOWN ROAD CLOSEBURN QUEENSTOWN 9371	Aib-24	Sewerage	TPBS Valves	Valve	2009	01/08/2009	$4,101.35	$4,101.35	$369.59	$4,470.94	Indemnity	$2,849.38
Queenstown Lakes District Council	Queenstown Lakes District, Otago	10146253	10005514	4036	{EA915F74-A6A1-4E7C-A7A0-796A7D28CF2B}	GLENORCHY-QUEENSTOWN ROAD CLOSEBURN QUEENSTOWN 9371	Aib-24	Water Supply	Miscellaneous	Valve Chamber	2000	01/01/2000	$6,338.60	$6,338.60	$571.21	$6,909.80	Reinstatement	$6,909.80
Queenstown Lakes District Council	Queenstown Lakes District, Otago	10146254	10142574	79211	{D1A87C22-9F13-4E01-99A9-9D546A1F1FC5}	126 ALISON AVENUE ALBERT TOWN WANAKA 9305	Aib-24	Sewerage	Structures	Wet Well Lid			$5,757.42	$5,757.42	$518.83	$6,276.25	Indemnity	$2,940.20
Queenstown Lakes District Council	Queenstown Lakes District, Otago	10146255	10142622	224675	{DA65E0BB-0ED9-4581-9762-111C5DCF3EE1}	1128 AUBREY ROAD ALBERT TOWN WANAKA 9305	Aib-24	Sewerage	Electrical Equipment	Soft Starter			$15,286.73	$15,286.73	$1,377.57	$16,664.30	Indemnity	$1,288.05
Queenstown Lakes District Council	Queenstown Lakes District, Otago	10146256	10142608	229385	{EC813BBC-0598-4A04-85B0-910A34B3C69A}	4 SHOTOVER DELTA ROAD LOWER SHOTOVER QUEENSTOWN 9304	Aib-24	Sewerage	Electrical Equipment	Variable Speed Drive			$55,004.98	$55,004.98	$4,956.80	$59,961.78	Reinstatement	$59,961.78
Queenstown Lakes District Council	Queenstown Lakes District, Otago	10146257	10142630	202012	{DC81B536-EA8D-4763-B2C8-0AB48FE76118}	BALMORAL	Aib-24	Water Supply	TPBS Valves	Valve			$11,718.13	$11,718.13	$1,055.98	$12,774.12	Indemnity	$8,355.32
Queenstown Lakes District Council	Queenstown Lakes District, Otago	10146258	10142544	3861	{86623ECE-9A0E-4F65-8735-C981012814AC}	31 COOPER CRESCENT RD 3 CROMWELL 9383	Aib-24	Sewerage	TPBS Valves	Valve	2006	01/01/2006	$2,148.86	$2,148.86	$193.65	$2,342.51	Indemnity	$1,317.32
Queenstown Lakes District Council	Queenstown Lakes District, Otago	10146259	10142562	3993	{5AA4AEBA-5A65-4912-B4D5-13268CE0E2CE}	100 RIVERSIDE ROAD FRANKTON QUEENSTOWN 9300	Aib-24	Sewerage	Miscellaneous	Valve Chamber	1996	01/01/1996	$6,338.60	$6,338.60	$571.21	$6,909.80	Indemnity	$4,094.66
Queenstown Lakes District Council	Queenstown Lakes District, Otago	10146261	10142608	229488	{EC813BBC-0598-4A04-85B0-910A34B3C69A}	4 SHOTOVER DELTA ROAD LOWER SHOTOVER QUEENSTOWN 9304	Aib-24	Sewerage	Electrical Equipment	Variable Speed Drive			$55,004.98	$55,004.98	$4,956.80	$59,961.78	Reinstatement	$59,961.78
Queenstown Lakes District Council	Queenstown Lakes District, Otago	10146262	10142606	4139	{17B7DB13-3757-4ED7-9B8B-44C7DC194176}	101 BALLANTYNE ROAD WANAKA 9305	Aib-24	Sewerage	Structures	Waveboard	1978	01/01/1978	$296,444.91	$296,444.91	$26,714.25	$323,159.17	Indemnity	$22,980.00
Queenstown Lakes District Council	Queenstown Lakes District, Otago	10146263	10005510	211018	{B74C0D24-06EC-4EDC-8E19-B118A11D4AFD}	13 CROWS NEST ROAD ARTHURS POINT QUEENSTOWN 9371	Aib-24	Water Supply	TPBS Valves	Valve			$2,148.86	$2,148.86	$193.65	$2,342.51	Reinstatement	$2,342.51
Queenstown Lakes District Council	Queenstown Lakes District, Otago	10146264	10142571	4127	{B26B8863-F991-4F34-B294-63CF59D384E9}	CEMETERY ROAD	Aib-24	Sewerage	Structures	Well	2003	01/01/2003	$23,506.14	$23,506.14	$2,118.27	$25,624.41	Indemnity	$16,313.29
Queenstown Lakes District Council	Queenstown Lakes District, Otago	10146265	10142577	3700	{9936C7C0-C45B-4D68-A288-0AB32482126A}	LAKESIDE ROAD	Aib-24	Sewerage	Electrical Equipment	Switchboard	1974	01/01/1974	$552,802.09	$552,802.09	$49,815.98	$602,618.08	Indemnity	$20,602.14
Queenstown Lakes District Council	Queenstown Lakes District, Otago	10146266	10142608	229595	{EC813BBC-0598-4A04-85B0-910A34B3C69A}	4 SHOTOVER DELTA ROAD LOWER SHOTOVER QUEENSTOWN 9304	Aib-24	Sewerage	Electrical Equipment	Variable Speed Drive			$55,004.98	$55,004.98	$4,956.80	$59,961.78	Reinstatement	$59,961.78
Queenstown Lakes District Council	Queenstown Lakes District, Otago	10146267	10142539	79167	{0B658591-43FC-44ED-BDF7-7AC00D2567EF}	DUNGARVON STREET WANAKA 9305	Aib-24	Sewerage	Structures	Wet Well Lid			$5,757.42	$5,757.42	$518.83	$6,276.25	Reinstatement	$6,276.25
Queenstown Lakes District Council	Queenstown Lakes District, Otago	10146268	10142602	2977	{9C18173E-1F6A-44D4-8785-624992AA7CD5}	GLENORCHY-QUEENSTOWN ROAD CLOSEBURN QUEENSTOWN 9371	Aib-24	Water Supply	Electrical Equipment	Pressure Transducer	1981	01/01/1981	$1,963.97	$1,963.97	$176.98	$2,140.95	Indemnity	$84.58
Queenstown Lakes District Council	Queenstown Lakes District, Otago	10146270	10142578	79175	{3C541161-7455-419E-B974-57D00C3989DC}	EELY POINT ROAD WANAKA 9305	Aib-24	Sewerage	Structures	Wet Well Lid			$5,757.42	$5,757.42	$518.83	$6,276.25	Indemnity	$3,666.10
Queenstown Lakes District Council	Queenstown Lakes District, Otago	10146271	10142608	250983	{EC813BBC-0598-4A04-85B0-910A34B3C69A}	4 SHOTOVER DELTA ROAD LOWER SHOTOVER QUEENSTOWN 9304	Aib-24	Sewerage	TPBS Valves	Sample tap or simila			$210.81	$210.81	$19.00	$229.81	Reinstatement	$229.81
Queenstown Lakes District Council	Queenstown Lakes District, Otago	10146272	10142600	210424	{EA00FD14-D04D-4FB9-A0BA-93E642E8E429}	PENINSULA ROAD KELVIN HEIGHTS QUEENSTOWN 9300	Aib-24	Water Supply	TPBS Valves	Valve	1984	01/01/1984	$11,718.13	$11,718.13	$1,055.98	$12,774.12	Indemnity	$2,785.11
Queenstown Lakes District Council	Queenstown Lakes District, Otago	10146273	10142544	3860	{86623ECE-9A0E-4F65-8735-C981012814AC}	31 COOPER CRESCENT RD 3 CROMWELL 9383	Aib-24	Sewerage	TPBS Valves	Valve	2006	01/01/2006	$2,148.86	$2,148.86	$193.65	$2,342.51	Indemnity	$1,317.32
Queenstown Lakes District Council	Queenstown Lakes District, Otago	10146274	10142587	226114	{036A3D05-D9AB-460F-9DE6-565470B8F619}	GLENORCHY-QUEENSTOWN ROAD CLOSEBURN QUEENSTOWN 9371	Aib-24	Water Supply	TPBS Valves	Sample tap or simila	2010	01/01/2010	$210.81	$210.81	$19.00	$229.81	Indemnity	$150.31
Queenstown Lakes District Council	Queenstown Lakes District, Otago	10146276	10142568	79188	{8523046E-B0EC-4155-A27B-D667AE130C1B}	GLENORCHY-QUEENSTOWN ROAD CLOSEBURN QUEENSTOWN 9371	Aib-24	Sewerage	Structures	Wet Well Lid			$5,757.42	$5,757.42	$518.83	$6,276.25	Indemnity	$2,352.52
Queenstown Lakes District Council	Queenstown Lakes District, Otago	10146277	10142563	217360	{CB7B9861-B30B-4228-84FC-359A0F479C52}	MARINE PARADE QUEENSTOWN 9300	Aib-24	Sewerage	Fan	Ventilation	1997	01/01/1997	$3,235.48	$3,235.48	$291.57	$3,527.05	Reinstatement	$3,527.05
Queenstown Lakes District Council	Queenstown Lakes District, Otago	10146278	10142643	240772	{6772A231-EDB6-427F-A65D-04E54E1F5C40}	14 WANAKA-LUGGATE HIGHWAY RD 2 WANAKA 9382	Aib-24	Water Supply	TPBS Valves	Valve			$11,718.13	$11,718.13	$1,055.98	$12,774.12	Indemnity	$2,973.84
Queenstown Lakes District Council	Queenstown Lakes District, Otago	10146279	10142539	3749	{0B658591-43FC-44ED-BDF7-7AC00D2567EF}	DUNGARVON STREET WANAKA 9305	Aib-24	Sewerage	Electrical Equipment	Switchboard	1997	01/01/1997	$583,343.35	$583,343.35	$52,568.22	$635,911.57	Reinstatement	$635,911.57
Queenstown Lakes District Council	Queenstown Lakes District, Otago	10146280	10142688	272766	{E156B2D6-04BB-4E99-9D4E-4711E3E006C8}	LAKEVIEW TERRACE RD 2 WANAKA 9382	Aib-24	Water Supply	TPBS Valves	Valve	2015	01/10/2015	$2,304.63	$2,304.63	$207.68	$2,512.32	Indemnity	$1,831.18
Queenstown Lakes District Council	Queenstown Lakes District, Otago	10146281	10005516	3140	{E74399AA-B667-48B1-8E95-76E3CA7E83DC}	LAKE ESPLANADE QUEENSTOWN 9300	Aib-24	Water Supply	TPBS Valves	Valve	1997	01/01/1997	$8,790.24	$8,790.24	$792.14	$9,582.37	Reinstatement	$9,582.37
Queenstown Lakes District Council	Queenstown Lakes District, Otago	10146283	10005511	3105	{EE009851-514C-4301-B8D0-22DA3E4E77A8}	HOWARDS DRIVE LAKE HAYES QUEENSTOWN 9304	Aib-24	Water Supply	TPBS Valves	Valve	2006	01/01/2006	$11,718.13	$11,718.13	$1,055.98	$12,774.12	Reinstatement	$12,774.12
Queenstown Lakes District Council	Queenstown Lakes District, Otago	10146229	10142635	209970	{948DF4DA-5250-428E-90B7-018D9982AB8A}	19 ELLEN JOHNSON TERRACE RD 1 QUEENSTOWN 9371	Aib-24	Sewerage	Miscellaneous	Valve Chamber	2007	01/01/2007	$15,845.67	$15,845.67	$1,427.94	$17,273.61	Indemnity	$12,246.79
Queenstown Lakes District Council	Queenstown Lakes District, Otago	10146230	10142608	229448	{EC813BBC-0598-4A04-85B0-910A34B3C69A}	4 SHOTOVER DELTA ROAD LOWER SHOTOVER QUEENSTOWN 9304	Aib-24	Sewerage	TPBS Valves	Solenoid Valve			$1,001.60	$1,001.60	$90.26	$1,091.86	Reinstatement	$1,091.86
Queenstown Lakes District Council	Queenstown Lakes District, Otago	10146232	10142578	79241	{3C541161-7455-419E-B974-57D00C3989DC}	EELY POINT ROAD WANAKA 9305	Aib-24	Sewerage	Miscellaneous	Valve Chamber	2000	01/01/2000	$6,338.60	$6,338.60	$571.21	$6,909.80	Indemnity	$4,322.14
Queenstown Lakes District Council	Queenstown Lakes District, Otago	10146233	10142627	79554	{7AE69CE2-C9B4-45F2-BCC0-7DCB1E4A6C66}	16 LLOYD DUNN AVENUE RD 2 WANAKA 9305	Aib-24	Sewerage	TPBS Valves	Valve	2008	04/11/2008	$11,718.13	$11,718.13	$1,055.98	$12,774.12	Reinstatement	$12,774.12
Queenstown Lakes District Council	Queenstown Lakes District, Otago	10146285	10115350	210504	{B7214F29-F8F6-49EE-BF1D-F3E3B5DC9FDF}	MIDDLESEX STREET ARROWTOWN 9302	Aib-24	Water Supply	TPBS Valves	Valve	1973	01/01/1973	$4,101.35	$4,101.35	$369.59	$4,470.94	Reinstatement	$4,470.94
Queenstown Lakes District Council	Queenstown Lakes District, Otago	10146287	10142619	3211	{89034D7D-5C5D-4987-9FB3-9F51E14509EE}	PENINSULA ROAD KELVIN HEIGHTS QUEENSTOWN 9300	Aib-24	Water Supply	Electrical Equipment	Switchboard	2000	01/01/2000	$166,199.74	$166,199.74	$14,977.16	$181,176.89	Indemnity	$12,388.05
Queenstown Lakes District Council	Queenstown Lakes District, Otago	10146288	10115353	3150	{2D3FFBC7-C77D-428F-820C-9B0B5CB0AE1A}	VANCOUVER DRIVE QUEENSTOWN 9300	Aib-24	Water Supply	TPBS Valves	Valve	1989	01/01/1989	$2,929.53	$2,929.53	$264.00	$3,193.53	Reinstatement	$3,193.53
Queenstown Lakes District Council	Queenstown Lakes District, Otago	10146290	10142620	79859	{06781CC6-B1E9-4E63-B20E-69131BD675AB}	GLENORCHY-QUEENSTOWN ROAD CLOSEBURN QUEENSTOWN 9371	Aib-24	Water Supply	Miscellaneous	Valve Chamber	1987	01/01/1987	$6,338.60	$6,338.60	$571.21	$6,909.80	Indemnity	$2,645.78
Queenstown Lakes District Council	Queenstown Lakes District, Otago	10146292	10142544	3858	{86623ECE-9A0E-4F65-8735-C981012814AC}	31 COOPER CRESCENT RD 3 CROMWELL 9383	Aib-24	Sewerage	Electrical Equipment	Switchboard	2006	01/01/2006	$53,580.52	$53,580.52	$4,828.43	$58,408.95	Indemnity	$7,416.94
Queenstown Lakes District Council	Queenstown Lakes District, Otago	10146294	10142609	209538	{E418C03F-E51F-4F64-BCDB-3076A1CA7AD1}	#N/A	Aib-24	Water Supply	TPBS Valves	Valve			$11,718.13	$11,718.13	$1,055.98	$12,774.12	Indemnity	$2,433.14
Queenstown Lakes District Council	Queenstown Lakes District, Otago	10146295	10142688	272774	{E156B2D6-04BB-4E99-9D4E-4711E3E006C8}	LAKEVIEW TERRACE RD 2 WANAKA 9382	Aib-24	Water Supply	Electrical Equipment	Telemetry	2015	01/10/2015	$29,424.70	$29,424.70	$2,651.62	$32,076.32	Indemnity	$11,404.81
Queenstown Lakes District Council	Queenstown Lakes District, Otago	10146307	10142545	217268	{6F474EC7-717E-483A-9FC3-D4376815868B}	CHURCH ROAD RD 2 WANAKA 9382	Aib-24	Sewerage	Fan	Ventilation	2006	01/01/2006	$3,235.48	$3,235.48	$291.57	$3,527.05	Indemnity	$447.87
Queenstown Lakes District Council	Queenstown Lakes District, Otago	10146308	10142619	210644	{89034D7D-5C5D-4987-9FB3-9F51E14509EE}	PENINSULA ROAD KELVIN HEIGHTS QUEENSTOWN 9300	Aib-24	Water Supply	TPBS Valves	Solenoid Valve	2013	01/10/2013	$2,202.89	$2,202.89	$198.51	$2,401.40	Indemnity	$1,575.51
Queenstown Lakes District Council	Queenstown Lakes District, Otago	10146309	10142618	3309	{96F6CEAE-D7DD-480B-B9D7-E0E01956C4B0}	HOWARDS DRIVE LAKE HAYES QUEENSTOWN 9304	Aib-24	Water Supply	Electrical Equipment	Telemetry	2006	01/01/2006	$45,504.72	$45,504.72	$4,100.68	$49,605.39	Indemnity	$4,409.33
Queenstown Lakes District Council	Queenstown Lakes District, Otago	10146310	10142587	233005	{036A3D05-D9AB-460F-9DE6-565470B8F619}	GLENORCHY-QUEENSTOWN ROAD CLOSEBURN QUEENSTOWN 9371	Aib-24	Water Supply	TPBS Valves	Valve	2010	01/01/2010	$11,718.13	$11,718.13	$1,055.98	$12,774.12	Indemnity	$8,355.32
Queenstown Lakes District Council	Queenstown Lakes District, Otago	10146311	10142601	2945	{8B5EA8A0-1142-4E33-8F12-0992C807F3CD}	LAKE ESPLANADE QUEENSTOWN 9300	Aib-24	Water Supply	Electrical Equipment	Switchboard	1998	01/01/1998	$874,467.30	$874,467.30	$78,802.98	$953,270.28	Indemnity	$60,524.56
Queenstown Lakes District Council	Queenstown Lakes District, Otago	10146313	10142608	3800	{EC813BBC-0598-4A04-85B0-910A34B3C69A}	4 SHOTOVER DELTA ROAD LOWER SHOTOVER QUEENSTOWN 9304	Aib-24	Sewerage	Electrical Equipment	Switchboard	1994	01/01/1994	$166,199.74	$166,199.74	$14,977.16	$181,176.89	Reinstatement	$181,176.89
Queenstown Lakes District Council	Queenstown Lakes District, Otago	10146314	10005515	210648	{81EA6156-D946-49F2-91E7-F71F1D8BDBE5}	PENINSULA ROAD KELVIN HEIGHTS QUEENSTOWN 9300	Aib-24	Water Supply	Miscellaneous	Valve Chamber	1984	01/01/1984	$6,338.60	$6,338.60	$571.21	$6,909.80	Reinstatement	$6,909.80
Queenstown Lakes District Council	Queenstown Lakes District, Otago	10146315	10142624	217389	{98499929-9F82-4319-BF12-E9E0ABE5ED5C}	SIR TIM WALLIS DRIVE RD 2 WANAKA 9305	Aib-24	Sewerage	Fan	Ventilation	2008	04/11/2008	$3,235.48	$3,235.48	$291.57	$3,527.05	Indemnity	$855.03
Queenstown Lakes District Council	Queenstown Lakes District, Otago	10146316	10142627	79487	{7AE69CE2-C9B4-45F2-BCC0-7DCB1E4A6C66}	16 LLOYD DUNN AVENUE RD 2 WANAKA 9305	Aib-24	Sewerage	Electrical Equipment	Temperature Switch	2008	04/11/2008	$1,655.59	$1,655.59	$149.19	$1,804.79	Reinstatement	$1,804.79
Queenstown Lakes District Council	Queenstown Lakes District, Otago	10146317	10142548	216946	{11D272C7-95C7-40F1-AB59-FC7B0216C5DD}	NORFOLK STREET	Aib-24	Sewerage	Miscellaneous	Valve Chamber	1994	01/01/1994	$6,932.69	$6,932.69	$624.74	$7,557.43	Indemnity	$4,198.54
Queenstown Lakes District Council	Queenstown Lakes District, Otago	10146318	10142601	2951	{8B5EA8A0-1142-4E33-8F12-0992C807F3CD}	LAKE ESPLANADE QUEENSTOWN 9300	Aib-24	Water Supply	TPBS Valves	Valve	1998	01/01/1998	$2,148.86	$2,148.86	$193.65	$2,342.51	Indemnity	$1,060.75
Queenstown Lakes District Council	Queenstown Lakes District, Otago	10146319	10142589	3988	{B307C4EC-CC6E-407E-9D6C-4861428A5998}	MIDDLESEX STREET ARROWTOWN 9302	Aib-24	Water Supply	Miscellaneous	Valve Chamber	1900	02/01/1900	$6,338.60	$6,338.60	$571.21	$6,909.80	Indemnity	$4,192.15
Queenstown Lakes District Council	Queenstown Lakes District, Otago	10146320	10142633	217253	{F398540C-F3A3-4699-A985-1C1FF1022601}	28 STRAINS ROAD RD 1 QUEENSTOWN 9371	Aib-24	Sewerage	Fan	Ventilation	2007	01/01/2007	$3,235.48	$3,235.48	$291.57	$3,527.05	Indemnity	$817.86
Queenstown Lakes District Council	Queenstown Lakes District, Otago	10146321	10142599	209572	{1D623E50-891D-4DB8-9B6F-7232B4415B25}	LOMOND CRESCENT	Aib-24	Water Supply	Fan	Ventilation			$3,235.48	$3,235.48	$291.57	$3,527.05	Indemnity	$232.23
Queenstown Lakes District Council	Queenstown Lakes District, Otago	10146322	10142610	209556	{7F1A6410-C3B4-40D2-BE28-63D256777D52}	MAKARORA-LAKE HAWEA ROAD MAKARORA WANAKA 9382	Aib-24	Water Supply	TPBS Valves	Sample tap or simila			$210.81	$210.81	$19.00	$229.81	Indemnity	$69.45
Queenstown Lakes District Council	Queenstown Lakes District, Otago	10146323	10142569	79147	{201B972B-7B33-4F90-B798-F691FB77F6A7}	LAKEVIEW TERRACE RD 2 WANAKA 9382	Aib-24	Sewerage	Fan	Ventilation			$3,235.48	$3,235.48	$291.57	$3,527.05	Indemnity	$165.01
Queenstown Lakes District Council	Queenstown Lakes District, Otago	10146324	10142608	210750	{EC813BBC-0598-4A04-85B0-910A34B3C69A}	4 SHOTOVER DELTA ROAD LOWER SHOTOVER QUEENSTOWN 9304	Aib-24	Sewerage	Electrical Equipment	Switchboard	2002	01/01/2002	$159,240.23	$159,240.23	$14,350.00	$173,590.23	Reinstatement	$173,590.23
Queenstown Lakes District Council	Queenstown Lakes District, Otago	10146326	10142558	3479	{8140ABC2-039A-4444-AE36-570292AD2576}	13 LAKE AVENUE FRANKTON QUEENSTOWN 9300	Aib-24	Sewerage	Electrical Equipment	Switchboard	1997	01/01/1997	$1,160,636.65	$1,160,636.65	$104,591.24	$1,265,227.89	Indemnity	$77,561.17
Queenstown Lakes District Council	Queenstown Lakes District, Otago	10146327	10142589	2795	{B307C4EC-CC6E-407E-9D6C-4861428A5998}	MIDDLESEX STREET ARROWTOWN 9302	Aib-24	Water Supply	TPBS Valves	Valve	2004	01/01/2004	$3,125.92	$3,125.92	$281.69	$3,407.62	Indemnity	$1,885.96
Queenstown Lakes District Council	Queenstown Lakes District, Otago	10146328	10005508	226134	{63031EA5-52EB-43AB-B0B8-1BB5B3456BFF}	SHIEL STREET GLENORCHY 9372	Aib-24	Water Supply	TPBS Valves	Sample tap or simila	1991	01/01/1991	$210.81	$210.81	$19.00	$229.81	Reinstatement	$229.81
Queenstown Lakes District Council	Queenstown Lakes District, Otago	10146329	10142608	229403	{EC813BBC-0598-4A04-85B0-910A34B3C69A}	4 SHOTOVER DELTA ROAD LOWER SHOTOVER QUEENSTOWN 9304	Aib-24	Sewerage	TPBS Valves	Valve			$3,906.59	$3,906.59	$352.04	$4,258.64	Reinstatement	$4,258.64
Queenstown Lakes District Council	Queenstown Lakes District, Otago	10146827	10142549	224333	{9A5BC8CC-0C45-4D57-96DC-3C687931084D}	109 MCDONNELL ROAD ARROWTOWN 9302	Aib-24	Sewerage	Miscellaneous	Flowmeter Chamber	2011	21/06/2011	$6,675.78	$6,675.78	$601.59	$7,277.37	Indemnity	$5,467.61
Queenstown Lakes District Council	Queenstown Lakes District, Otago	10146828	10005505	224661	{00F87ED9-8ED6-4173-9C62-F8ED3378342B}	PLANTATION ROAD WANAKA 9305	Aib-24	Water Supply	Miscellaneous	Valve Chamber	2011	05/07/2011	$6,338.60	$6,338.60	$571.21	$6,909.80	Reinstatement	$6,909.80
Queenstown Lakes District Council	Queenstown Lakes District, Otago	10146832	10142547	224329	{AEADAC2C-9FD2-4F50-B20B-CCB6EF8C23A7}	1125 MALAGHANS ROAD RD 1 QUEENSTOWN 9371	Aib-24	Sewerage	Miscellaneous	Flowmeter Chamber	2011	21/06/2011	$6,675.78	$6,675.78	$601.59	$7,277.37	Indemnity	$5,467.61
Queenstown Lakes District Council	Queenstown Lakes District, Otago	10146228	10142627	79255	{7AE69CE2-C9B4-45F2-BCC0-7DCB1E4A6C66}	16 LLOYD DUNN AVENUE RD 2 WANAKA 9305	Aib-24	Sewerage	Miscellaneous	Sump	2008	04/11/2008	$6,886.60	$6,886.60	$620.59	$7,507.19	Reinstatement	$7,507.19
Queenstown Lakes District Council	Queenstown Lakes District, Otago	10146006	10142627	79837	{7AE69CE2-C9B4-45F2-BCC0-7DCB1E4A6C66}	16 LLOYD DUNN AVENUE RD 2 WANAKA 9305	Aib-24	Sewerage	Miscellaneous	Sump	2008	06/11/2008	$6,886.60	$6,886.60	$620.59	$7,507.19	Reinstatement	$7,507.19
Queenstown Lakes District Council	Queenstown Lakes District, Otago	10145884	10142627	79764	{7AE69CE2-C9B4-45F2-BCC0-7DCB1E4A6C66}	16 LLOYD DUNN AVENUE RD 2 WANAKA 9305	Aib-24	Sewerage	Miscellaneous	Valve Chamber	2008	06/11/2008	$6,338.60	$6,338.60	$571.21	$6,909.80	Reinstatement	$6,909.80
Queenstown Lakes District Council	Queenstown Lakes District, Otago	10145817	10142627	79840	{7AE69CE2-C9B4-45F2-BCC0-7DCB1E4A6C66}	16 LLOYD DUNN AVENUE RD 2 WANAKA 9305	Aib-24	Sewerage	Electrical Equipment	UV System	2008	04/11/2008	$751,904.59	$751,904.59	$67,758.19	$819,662.78	Reinstatement	$819,662.78
Queenstown Lakes District Council	Queenstown Lakes District, Otago	10145534	10142627	4062	{7AE69CE2-C9B4-45F2-BCC0-7DCB1E4A6C66}	16 LLOYD DUNN AVENUE RD 2 WANAKA 9305	Aib-24	Sewerage	Structures	Polymer Tank	2008	04/11/2008	$5,902.80	$5,902.80	$531.93	$6,434.73	Reinstatement	$6,434.73
Queenstown Lakes District Council	Queenstown Lakes District, Otago	10145515	10142627	79816	{7AE69CE2-C9B4-45F2-BCC0-7DCB1E4A6C66}	16 LLOYD DUNN AVENUE RD 2 WANAKA 9305	Aib-24	Sewerage	Pipework	Pipework	2008	04/11/2008	$1,669.33	$1,669.33	$150.43	$1,819.76	Reinstatement	$1,819.76
Queenstown Lakes District Council	Queenstown Lakes District, Otago	10145516	10142627	79784	{7AE69CE2-C9B4-45F2-BCC0-7DCB1E4A6C66}	16 LLOYD DUNN AVENUE RD 2 WANAKA 9305	Aib-24	Sewerage	Pipework	Pipework	2008	04/11/2008	$1,669.33	$1,669.33	$150.43	$1,819.76	Reinstatement	$1,819.76
Queenstown Lakes District Council	Queenstown Lakes District, Otago	10145517	10142627	79737	{7AE69CE2-C9B4-45F2-BCC0-7DCB1E4A6C66}	16 LLOYD DUNN AVENUE RD 2 WANAKA 9305	Aib-24	Sewerage	Pipework	Pipework	2008	04/11/2008	$1,669.33	$1,669.33	$150.43	$1,819.76	Reinstatement	$1,819.76
Queenstown Lakes District Council	Queenstown Lakes District, Otago	10145506	10142627	79742	{7AE69CE2-C9B4-45F2-BCC0-7DCB1E4A6C66}	16 LLOYD DUNN AVENUE RD 2 WANAKA 9305	Aib-24	Sewerage	Pipework	Pipework	2008	04/11/2008	$1,669.33	$1,669.33	$150.43	$1,819.76	Reinstatement	$1,819.76
Queenstown Lakes District Council	Queenstown Lakes District, Otago	10145507	10142627	79772	{7AE69CE2-C9B4-45F2-BCC0-7DCB1E4A6C66}	16 LLOYD DUNN AVENUE RD 2 WANAKA 9305	Aib-24	Sewerage	Pipework	Pipework	2008	04/11/2008	$1,669.33	$1,669.33	$150.43	$1,819.76	Reinstatement	$1,819.76
Queenstown Lakes District Council	Queenstown Lakes District, Otago	10145449	10142627	79765	{7AE69CE2-C9B4-45F2-BCC0-7DCB1E4A6C66}	16 LLOYD DUNN AVENUE RD 2 WANAKA 9305	Aib-24	Sewerage	Pipework	Pipework	2008	04/11/2008	$1,669.33	$1,669.33	$150.43	$1,819.76	Reinstatement	$1,819.76
Queenstown Lakes District Council	Queenstown Lakes District, Otago	10145501	10142627	79738	{7AE69CE2-C9B4-45F2-BCC0-7DCB1E4A6C66}	16 LLOYD DUNN AVENUE RD 2 WANAKA 9305	Aib-24	Sewerage	Pipework	Pipework	2008	04/11/2008	$1,669.33	$1,669.33	$150.43	$1,819.76	Reinstatement	$1,819.76
Queenstown Lakes District Council	Queenstown Lakes District, Otago	10145502	10142627	79821	{7AE69CE2-C9B4-45F2-BCC0-7DCB1E4A6C66}	16 LLOYD DUNN AVENUE RD 2 WANAKA 9305	Aib-24	Sewerage	Pipework	Pipework	2008	04/11/2008	$1,669.33	$1,669.33	$150.43	$1,819.76	Reinstatement	$1,819.76
Queenstown Lakes District Council	Queenstown Lakes District, Otago	10145503	10142627	79782	{7AE69CE2-C9B4-45F2-BCC0-7DCB1E4A6C66}	16 LLOYD DUNN AVENUE RD 2 WANAKA 9305	Aib-24	Sewerage	Pipework	Pipework	2008	04/11/2008	$1,669.33	$1,669.33	$150.43	$1,819.76	Reinstatement	$1,819.76
Queenstown Lakes District Council	Queenstown Lakes District, Otago	10145504	10142627	79823	{7AE69CE2-C9B4-45F2-BCC0-7DCB1E4A6C66}	16 LLOYD DUNN AVENUE RD 2 WANAKA 9305	Aib-24	Sewerage	Pipework	Pipework	2008	04/11/2008	$1,669.33	$1,669.33	$150.43	$1,819.76	Reinstatement	$1,819.76
Queenstown Lakes District Council	Queenstown Lakes District, Otago	10145496	10142627	79807	{7AE69CE2-C9B4-45F2-BCC0-7DCB1E4A6C66}	16 LLOYD DUNN AVENUE RD 2 WANAKA 9305	Aib-24	Sewerage	Pipework	Pipework	2008	04/11/2008	$1,669.33	$1,669.33	$150.43	$1,819.76	Reinstatement	$1,819.76
Queenstown Lakes District Council	Queenstown Lakes District, Otago	10145497	10142627	79783	{7AE69CE2-C9B4-45F2-BCC0-7DCB1E4A6C66}	16 LLOYD DUNN AVENUE RD 2 WANAKA 9305	Aib-24	Sewerage	Pipework	Pipework	2008	04/11/2008	$1,669.33	$1,669.33	$150.43	$1,819.76	Reinstatement	$1,819.76
Queenstown Lakes District Council	Queenstown Lakes District, Otago	10145498	10142627	79803	{7AE69CE2-C9B4-45F2-BCC0-7DCB1E4A6C66}	16 LLOYD DUNN AVENUE RD 2 WANAKA 9305	Aib-24	Sewerage	Pipework	Pipework	2008	04/11/2008	$1,669.33	$1,669.33	$150.43	$1,819.76	Reinstatement	$1,819.76
Queenstown Lakes District Council	Queenstown Lakes District, Otago	10145447	10142627	79739	{7AE69CE2-C9B4-45F2-BCC0-7DCB1E4A6C66}	16 LLOYD DUNN AVENUE RD 2 WANAKA 9305	Aib-24	Sewerage	Pipework	Pipework	2008	04/11/2008	$1,669.33	$1,669.33	$150.43	$1,819.76	Reinstatement	$1,819.76
Queenstown Lakes District Council	Queenstown Lakes District, Otago	10145433	10142627	79709	{7AE69CE2-C9B4-45F2-BCC0-7DCB1E4A6C66}	16 LLOYD DUNN AVENUE RD 2 WANAKA 9305	Aib-24	Sewerage	Pipework	Pipework	2008	04/11/2008	$1,669.33	$1,669.33	$150.43	$1,819.76	Reinstatement	$1,819.76
Queenstown Lakes District Council	Queenstown Lakes District, Otago	10145434	10142627	79731	{7AE69CE2-C9B4-45F2-BCC0-7DCB1E4A6C66}	16 LLOYD DUNN AVENUE RD 2 WANAKA 9305	Aib-24	Sewerage	Pipework	Pipework	2008	04/11/2008	$1,669.33	$1,669.33	$150.43	$1,819.76	Reinstatement	$1,819.76
Queenstown Lakes District Council	Queenstown Lakes District, Otago	10145493	10142627	79819	{7AE69CE2-C9B4-45F2-BCC0-7DCB1E4A6C66}	16 LLOYD DUNN AVENUE RD 2 WANAKA 9305	Aib-24	Sewerage	Pipework	Pipework	2008	04/11/2008	$1,669.33	$1,669.33	$150.43	$1,819.76	Reinstatement	$1,819.76
Queenstown Lakes District Council	Queenstown Lakes District, Otago	10145478	10142627	79771	{7AE69CE2-C9B4-45F2-BCC0-7DCB1E4A6C66}	16 LLOYD DUNN AVENUE RD 2 WANAKA 9305	Aib-24	Sewerage	Pipework	Pipework	2008	04/11/2008	$1,669.33	$1,669.33	$150.43	$1,819.76	Reinstatement	$1,819.76
Queenstown Lakes District Council	Queenstown Lakes District, Otago	10145445	10142627	79824	{7AE69CE2-C9B4-45F2-BCC0-7DCB1E4A6C66}	16 LLOYD DUNN AVENUE RD 2 WANAKA 9305	Aib-24	Sewerage	Pipework	Pipework	2008	04/11/2008	$1,669.33	$1,669.33	$150.43	$1,819.76	Reinstatement	$1,819.76
Queenstown Lakes District Council	Queenstown Lakes District, Otago	10145437	10142627	79702	{7AE69CE2-C9B4-45F2-BCC0-7DCB1E4A6C66}	16 LLOYD DUNN AVENUE RD 2 WANAKA 9305	Aib-24	Sewerage	Pipework	Pipework	2008	04/11/2008	$1,669.33	$1,669.33	$150.43	$1,819.76	Reinstatement	$1,819.76
Queenstown Lakes District Council	Queenstown Lakes District, Otago	10145438	10142627	79727	{7AE69CE2-C9B4-45F2-BCC0-7DCB1E4A6C66}	16 LLOYD DUNN AVENUE RD 2 WANAKA 9305	Aib-24	Sewerage	Pipework	Pipework	2008	04/11/2008	$1,669.33	$1,669.33	$150.43	$1,819.76	Reinstatement	$1,819.76
Queenstown Lakes District Council	Queenstown Lakes District, Otago	10145439	10142627	79732	{7AE69CE2-C9B4-45F2-BCC0-7DCB1E4A6C66}	16 LLOYD DUNN AVENUE RD 2 WANAKA 9305	Aib-24	Sewerage	Pipework	Pipework	2008	04/11/2008	$1,669.33	$1,669.33	$150.43	$1,819.76	Reinstatement	$1,819.76
Queenstown Lakes District Council	Queenstown Lakes District, Otago	10145467	10142627	79714	{7AE69CE2-C9B4-45F2-BCC0-7DCB1E4A6C66}	16 LLOYD DUNN AVENUE RD 2 WANAKA 9305	Aib-24	Sewerage	Pipework	Pipework	2008	04/11/2008	$1,669.33	$1,669.33	$150.43	$1,819.76	Reinstatement	$1,819.76
Queenstown Lakes District Council	Queenstown Lakes District, Otago	10145430	10142627	79755	{7AE69CE2-C9B4-45F2-BCC0-7DCB1E4A6C66}	16 LLOYD DUNN AVENUE RD 2 WANAKA 9305	Aib-24	Sewerage	Pipework	Pipework	2008	04/11/2008	$1,669.33	$1,669.33	$150.43	$1,819.76	Reinstatement	$1,819.76
Queenstown Lakes District Council	Queenstown Lakes District, Otago	10145431	10142627	79753	{7AE69CE2-C9B4-45F2-BCC0-7DCB1E4A6C66}	16 LLOYD DUNN AVENUE RD 2 WANAKA 9305	Aib-24	Sewerage	Pipework	Pipework	2008	04/11/2008	$1,669.33	$1,669.33	$150.43	$1,819.76	Reinstatement	$1,819.76
Queenstown Lakes District Council	Queenstown Lakes District, Otago	10145425	10142627	79822	{7AE69CE2-C9B4-45F2-BCC0-7DCB1E4A6C66}	16 LLOYD DUNN AVENUE RD 2 WANAKA 9305	Aib-24	Sewerage	Pipework	Pipework	2008	04/11/2008	$1,669.33	$1,669.33	$150.43	$1,819.76	Reinstatement	$1,819.76
Queenstown Lakes District Council	Queenstown Lakes District, Otago	10145426	10142627	79798	{7AE69CE2-C9B4-45F2-BCC0-7DCB1E4A6C66}	16 LLOYD DUNN AVENUE RD 2 WANAKA 9305	Aib-24	Sewerage	Pipework	Pipework	2008	04/11/2008	$1,669.33	$1,669.33	$150.43	$1,819.76	Reinstatement	$1,819.76
Queenstown Lakes District Council	Queenstown Lakes District, Otago	10145427	10142627	79751	{7AE69CE2-C9B4-45F2-BCC0-7DCB1E4A6C66}	16 LLOYD DUNN AVENUE RD 2 WANAKA 9305	Aib-24	Sewerage	Pipework	Pipework	2008	04/11/2008	$1,669.33	$1,669.33	$150.43	$1,819.76	Reinstatement	$1,819.76
Queenstown Lakes District Council	Queenstown Lakes District, Otago	10145423	10142627	79817	{7AE69CE2-C9B4-45F2-BCC0-7DCB1E4A6C66}	16 LLOYD DUNN AVENUE RD 2 WANAKA 9305	Aib-24	Sewerage	Pipework	Pipework	2008	04/11/2008	$1,669.33	$1,669.33	$150.43	$1,819.76	Reinstatement	$1,819.76
Queenstown Lakes District Council	Queenstown Lakes District, Otago	10145418	10142627	79827	{7AE69CE2-C9B4-45F2-BCC0-7DCB1E4A6C66}	16 LLOYD DUNN AVENUE RD 2 WANAKA 9305	Aib-24	Sewerage	Pipework	Pipework	2008	04/11/2008	$1,669.33	$1,669.33	$150.43	$1,819.76	Reinstatement	$1,819.76
Queenstown Lakes District Council	Queenstown Lakes District, Otago	10145419	10142627	79711	{7AE69CE2-C9B4-45F2-BCC0-7DCB1E4A6C66}	16 LLOYD DUNN AVENUE RD 2 WANAKA 9305	Aib-24	Sewerage	Pipework	Pipework	2008	04/11/2008	$1,669.33	$1,669.33	$150.43	$1,819.76	Reinstatement	$1,819.76
Queenstown Lakes District Council	Queenstown Lakes District, Otago	10145196	10142627	79761	{7AE69CE2-C9B4-45F2-BCC0-7DCB1E4A6C66}	16 LLOYD DUNN AVENUE RD 2 WANAKA 9305	Aib-24	Sewerage	Structures	Retaining Walls Bund	2008	04/11/2008	$11,614.60	$11,614.60	$1,046.65	$12,661.26	Reinstatement	$12,661.26
Queenstown Lakes District Council	Queenstown Lakes District, Otago	10145416	10142627	79787	{7AE69CE2-C9B4-45F2-BCC0-7DCB1E4A6C66}	16 LLOYD DUNN AVENUE RD 2 WANAKA 9305	Aib-24	Sewerage	Pipework	Pipework	2008	04/11/2008	$1,669.33	$1,669.33	$150.43	$1,819.76	Reinstatement	$1,819.76
Queenstown Lakes District Council	Queenstown Lakes District, Otago	10145406	10142627	79804	{7AE69CE2-C9B4-45F2-BCC0-7DCB1E4A6C66}	16 LLOYD DUNN AVENUE RD 2 WANAKA 9305	Aib-24	Sewerage	Pipework	Pipework	2008	04/11/2008	$1,669.33	$1,669.33	$150.43	$1,819.76	Reinstatement	$1,819.76
Queenstown Lakes District Council	Queenstown Lakes District, Otago	10145402	10142627	79705	{7AE69CE2-C9B4-45F2-BCC0-7DCB1E4A6C66}	16 LLOYD DUNN AVENUE RD 2 WANAKA 9305	Aib-24	Sewerage	Pipework	Pipework	2008	04/11/2008	$1,669.33	$1,669.33	$150.43	$1,819.76	Reinstatement	$1,819.76
Queenstown Lakes District Council	Queenstown Lakes District, Otago	10145399	10142627	79703	{7AE69CE2-C9B4-45F2-BCC0-7DCB1E4A6C66}	16 LLOYD DUNN AVENUE RD 2 WANAKA 9305	Aib-24	Sewerage	Pipework	Pipework	2008	04/11/2008	$1,669.33	$1,669.33	$150.43	$1,819.76	Reinstatement	$1,819.76
Queenstown Lakes District Council	Queenstown Lakes District, Otago	10145397	10142627	79792	{7AE69CE2-C9B4-45F2-BCC0-7DCB1E4A6C66}	16 LLOYD DUNN AVENUE RD 2 WANAKA 9305	Aib-24	Sewerage	Pipework	Pipework	2008	04/11/2008	$1,669.33	$1,669.33	$150.43	$1,819.76	Reinstatement	$1,819.76
Queenstown Lakes District Council	Queenstown Lakes District, Otago	10145391	10142627	79775	{7AE69CE2-C9B4-45F2-BCC0-7DCB1E4A6C66}	16 LLOYD DUNN AVENUE RD 2 WANAKA 9305	Aib-24	Sewerage	Pipework	Pipework	2008	04/11/2008	$1,669.33	$1,669.33	$150.43	$1,819.76	Reinstatement	$1,819.76
Queenstown Lakes District Council	Queenstown Lakes District, Otago	10145392	10142627	79754	{7AE69CE2-C9B4-45F2-BCC0-7DCB1E4A6C66}	16 LLOYD DUNN AVENUE RD 2 WANAKA 9305	Aib-24	Sewerage	Pipework	Pipework	2008	04/11/2008	$1,669.33	$1,669.33	$150.43	$1,819.76	Reinstatement	$1,819.76
Queenstown Lakes District Council	Queenstown Lakes District, Otago	10145382	10142627	79781	{7AE69CE2-C9B4-45F2-BCC0-7DCB1E4A6C66}	16 LLOYD DUNN AVENUE RD 2 WANAKA 9305	Aib-24	Sewerage	Pipework	Pipework	2008	04/11/2008	$1,669.33	$1,669.33	$150.43	$1,819.76	Reinstatement	$1,819.76
Queenstown Lakes District Council	Queenstown Lakes District, Otago	10145386	10142627	79706	{7AE69CE2-C9B4-45F2-BCC0-7DCB1E4A6C66}	16 LLOYD DUNN AVENUE RD 2 WANAKA 9305	Aib-24	Sewerage	Pipework	Pipework	2008	04/11/2008	$1,669.33	$1,669.33	$150.43	$1,819.76	Reinstatement	$1,819.76
Queenstown Lakes District Council	Queenstown Lakes District, Otago	10145387	10142627	79767	{7AE69CE2-C9B4-45F2-BCC0-7DCB1E4A6C66}	16 LLOYD DUNN AVENUE RD 2 WANAKA 9305	Aib-24	Sewerage	Pipework	Pipework	2008	04/11/2008	$1,669.33	$1,669.33	$150.43	$1,819.76	Reinstatement	$1,819.76
Queenstown Lakes District Council	Queenstown Lakes District, Otago	10145388	10142627	79768	{7AE69CE2-C9B4-45F2-BCC0-7DCB1E4A6C66}	16 LLOYD DUNN AVENUE RD 2 WANAKA 9305	Aib-24	Sewerage	Pipework	Pipework	2008	04/11/2008	$1,669.33	$1,669.33	$150.43	$1,819.76	Reinstatement	$1,819.76
Queenstown Lakes District Council	Queenstown Lakes District, Otago	10145389	10142627	79795	{7AE69CE2-C9B4-45F2-BCC0-7DCB1E4A6C66}	16 LLOYD DUNN AVENUE RD 2 WANAKA 9305	Aib-24	Sewerage	Pipework	Pipework	2008	04/11/2008	$1,669.33	$1,669.33	$150.43	$1,819.76	Reinstatement	$1,819.76
Queenstown Lakes District Council	Queenstown Lakes District, Otago	10145380	10142627	79774	{7AE69CE2-C9B4-45F2-BCC0-7DCB1E4A6C66}	16 LLOYD DUNN AVENUE RD 2 WANAKA 9305	Aib-24	Sewerage	Pipework	Pipework	2008	04/11/2008	$1,669.33	$1,669.33	$150.43	$1,819.76	Reinstatement	$1,819.76
Queenstown Lakes District Council	Queenstown Lakes District, Otago	10145378	10142627	79721	{7AE69CE2-C9B4-45F2-BCC0-7DCB1E4A6C66}	16 LLOYD DUNN AVENUE RD 2 WANAKA 9305	Aib-24	Sewerage	Pipework	Pipework	2008	04/11/2008	$1,669.33	$1,669.33	$150.43	$1,819.76	Reinstatement	$1,819.76
Queenstown Lakes District Council	Queenstown Lakes District, Otago	10145374	10142627	79786	{7AE69CE2-C9B4-45F2-BCC0-7DCB1E4A6C66}	16 LLOYD DUNN AVENUE RD 2 WANAKA 9305	Aib-24	Sewerage	Pipework	Pipework	2008	04/11/2008	$1,669.33	$1,669.33	$150.43	$1,819.76	Reinstatement	$1,819.76
Queenstown Lakes District Council	Queenstown Lakes District, Otago	10145375	10142627	79701	{7AE69CE2-C9B4-45F2-BCC0-7DCB1E4A6C66}	16 LLOYD DUNN AVENUE RD 2 WANAKA 9305	Aib-24	Sewerage	Pipework	Pipework	2008	04/11/2008	$1,669.33	$1,669.33	$150.43	$1,819.76	Reinstatement	$1,819.76
Queenstown Lakes District Council	Queenstown Lakes District, Otago	10145376	10142627	79802	{7AE69CE2-C9B4-45F2-BCC0-7DCB1E4A6C66}	16 LLOYD DUNN AVENUE RD 2 WANAKA 9305	Aib-24	Sewerage	Pipework	Pipework	2008	04/11/2008	$1,669.33	$1,669.33	$150.43	$1,819.76	Reinstatement	$1,819.76
Queenstown Lakes District Council	Queenstown Lakes District, Otago	10145366	10142627	79720	{7AE69CE2-C9B4-45F2-BCC0-7DCB1E4A6C66}	16 LLOYD DUNN AVENUE RD 2 WANAKA 9305	Aib-24	Sewerage	Pipework	Pipework	2008	04/11/2008	$1,669.33	$1,669.33	$150.43	$1,819.76	Reinstatement	$1,819.76
Queenstown Lakes District Council	Queenstown Lakes District, Otago	10145367	10142627	79813	{7AE69CE2-C9B4-45F2-BCC0-7DCB1E4A6C66}	16 LLOYD DUNN AVENUE RD 2 WANAKA 9305	Aib-24	Sewerage	Pipework	Pipework	2008	04/11/2008	$1,669.33	$1,669.33	$150.43	$1,819.76	Reinstatement	$1,819.76
Queenstown Lakes District Council	Queenstown Lakes District, Otago	10145368	10142627	79758	{7AE69CE2-C9B4-45F2-BCC0-7DCB1E4A6C66}	16 LLOYD DUNN AVENUE RD 2 WANAKA 9305	Aib-24	Sewerage	Pipework	Pipework	2008	04/11/2008	$1,669.33	$1,669.33	$150.43	$1,819.76	Reinstatement	$1,819.76
Queenstown Lakes District Council	Queenstown Lakes District, Otago	10145362	10142627	79741	{7AE69CE2-C9B4-45F2-BCC0-7DCB1E4A6C66}	16 LLOYD DUNN AVENUE RD 2 WANAKA 9305	Aib-24	Sewerage	Pipework	Pipework	2008	04/11/2008	$1,669.33	$1,669.33	$150.43	$1,819.76	Reinstatement	$1,819.76
Queenstown Lakes District Council	Queenstown Lakes District, Otago	10145351	10142627	79811	{7AE69CE2-C9B4-45F2-BCC0-7DCB1E4A6C66}	16 LLOYD DUNN AVENUE RD 2 WANAKA 9305	Aib-24	Sewerage	Pipework	Pipework	2008	05/11/2008	$1,669.33	$1,669.33	$150.43	$1,819.76	Reinstatement	$1,819.76
Queenstown Lakes District Council	Queenstown Lakes District, Otago	10145352	10142627	79747	{7AE69CE2-C9B4-45F2-BCC0-7DCB1E4A6C66}	16 LLOYD DUNN AVENUE RD 2 WANAKA 9305	Aib-24	Sewerage	Pipework	Pipework	2008	04/11/2008	$1,669.33	$1,669.33	$150.43	$1,819.76	Reinstatement	$1,819.76
Queenstown Lakes District Council	Queenstown Lakes District, Otago	10145353	10142627	79723	{7AE69CE2-C9B4-45F2-BCC0-7DCB1E4A6C66}	16 LLOYD DUNN AVENUE RD 2 WANAKA 9305	Aib-24	Sewerage	Pipework	Pipework	2008	04/11/2008	$1,669.33	$1,669.33	$150.43	$1,819.76	Reinstatement	$1,819.76
Queenstown Lakes District Council	Queenstown Lakes District, Otago	10145347	10142627	79699	{7AE69CE2-C9B4-45F2-BCC0-7DCB1E4A6C66}	16 LLOYD DUNN AVENUE RD 2 WANAKA 9305	Aib-24	Sewerage	Pipework	Pipework	2008	04/11/2008	$1,669.33	$1,669.33	$150.43	$1,819.76	Reinstatement	$1,819.76
Queenstown Lakes District Council	Queenstown Lakes District, Otago	10145345	10142627	79790	{7AE69CE2-C9B4-45F2-BCC0-7DCB1E4A6C66}	16 LLOYD DUNN AVENUE RD 2 WANAKA 9305	Aib-24	Sewerage	Pipework	Pipework	2008	04/11/2008	$1,669.33	$1,669.33	$150.43	$1,819.76	Reinstatement	$1,819.76
Queenstown Lakes District Council	Queenstown Lakes District, Otago	10145342	10142627	79722	{7AE69CE2-C9B4-45F2-BCC0-7DCB1E4A6C66}	16 LLOYD DUNN AVENUE RD 2 WANAKA 9305	Aib-24	Sewerage	Pipework	Pipework	2008	04/11/2008	$1,669.33	$1,669.33	$150.43	$1,819.76	Reinstatement	$1,819.76
Queenstown Lakes District Council	Queenstown Lakes District, Otago	10145343	10142627	79793	{7AE69CE2-C9B4-45F2-BCC0-7DCB1E4A6C66}	16 LLOYD DUNN AVENUE RD 2 WANAKA 9305	Aib-24	Sewerage	Pipework	Pipework	2008	04/11/2008	$1,669.33	$1,669.33	$150.43	$1,819.76	Reinstatement	$1,819.76
Queenstown Lakes District Council	Queenstown Lakes District, Otago	10145340	10142627	79769	{7AE69CE2-C9B4-45F2-BCC0-7DCB1E4A6C66}	16 LLOYD DUNN AVENUE RD 2 WANAKA 9305	Aib-24	Sewerage	Pipework	Pipework	2008	04/11/2008	$1,669.33	$1,669.33	$150.43	$1,819.76	Reinstatement	$1,819.76
Queenstown Lakes District Council	Queenstown Lakes District, Otago	10145336	10142627	79788	{7AE69CE2-C9B4-45F2-BCC0-7DCB1E4A6C66}	16 LLOYD DUNN AVENUE RD 2 WANAKA 9305	Aib-24	Sewerage	Pipework	Pipework	2008	04/11/2008	$1,669.33	$1,669.33	$150.43	$1,819.76	Reinstatement	$1,819.76
Queenstown Lakes District Council	Queenstown Lakes District, Otago	10145332	10142627	79715	{7AE69CE2-C9B4-45F2-BCC0-7DCB1E4A6C66}	16 LLOYD DUNN AVENUE RD 2 WANAKA 9305	Aib-24	Sewerage	Pipework	Pipework	2008	04/11/2008	$1,669.33	$1,669.33	$150.43	$1,819.76	Reinstatement	$1,819.76
Queenstown Lakes District Council	Queenstown Lakes District, Otago	10145325	10142627	79800	{7AE69CE2-C9B4-45F2-BCC0-7DCB1E4A6C66}	16 LLOYD DUNN AVENUE RD 2 WANAKA 9305	Aib-24	Sewerage	Pipework	Pipework	2008	04/11/2008	$1,669.33	$1,669.33	$150.43	$1,819.76	Reinstatement	$1,819.76
Queenstown Lakes District Council	Queenstown Lakes District, Otago	10145330	10142627	79725	{7AE69CE2-C9B4-45F2-BCC0-7DCB1E4A6C66}	16 LLOYD DUNN AVENUE RD 2 WANAKA 9305	Aib-24	Sewerage	Pipework	Pipework	2008	04/11/2008	$1,669.33	$1,669.33	$150.43	$1,819.76	Reinstatement	$1,819.76
Queenstown Lakes District Council	Queenstown Lakes District, Otago	10145323	10142627	79801	{7AE69CE2-C9B4-45F2-BCC0-7DCB1E4A6C66}	16 LLOYD DUNN AVENUE RD 2 WANAKA 9305	Aib-24	Sewerage	Pipework	Pipework	2008	04/11/2008	$1,669.33	$1,669.33	$150.43	$1,819.76	Reinstatement	$1,819.76
Queenstown Lakes District Council	Queenstown Lakes District, Otago	10145318	10142627	79796	{7AE69CE2-C9B4-45F2-BCC0-7DCB1E4A6C66}	16 LLOYD DUNN AVENUE RD 2 WANAKA 9305	Aib-24	Sewerage	Pipework	Pipework	2008	04/11/2008	$1,669.33	$1,669.33	$150.43	$1,819.76	Reinstatement	$1,819.76
Queenstown Lakes District Council	Queenstown Lakes District, Otago	10145313	10142627	79777	{7AE69CE2-C9B4-45F2-BCC0-7DCB1E4A6C66}	16 LLOYD DUNN AVENUE RD 2 WANAKA 9305	Aib-24	Sewerage	Pipework	Pipework	2008	04/11/2008	$1,669.33	$1,669.33	$150.43	$1,819.76	Reinstatement	$1,819.76
Queenstown Lakes District Council	Queenstown Lakes District, Otago	10145292	10142627	79716	{7AE69CE2-C9B4-45F2-BCC0-7DCB1E4A6C66}	16 LLOYD DUNN AVENUE RD 2 WANAKA 9305	Aib-24	Sewerage	Pipework	Pipework	2008	04/11/2008	$1,669.33	$1,669.33	$150.43	$1,819.76	Reinstatement	$1,819.76
Queenstown Lakes District Council	Queenstown Lakes District, Otago	10145309	10142627	79713	{7AE69CE2-C9B4-45F2-BCC0-7DCB1E4A6C66}	16 LLOYD DUNN AVENUE RD 2 WANAKA 9305	Aib-24	Sewerage	Pipework	Pipework	2008	04/11/2008	$1,669.33	$1,669.33	$150.43	$1,819.76	Reinstatement	$1,819.76
Queenstown Lakes District Council	Queenstown Lakes District, Otago	10145284	10142627	79829	{7AE69CE2-C9B4-45F2-BCC0-7DCB1E4A6C66}	16 LLOYD DUNN AVENUE RD 2 WANAKA 9305	Aib-24	Sewerage	Pipework	Pipework	2008	04/11/2008	$1,669.33	$1,669.33	$150.43	$1,819.76	Reinstatement	$1,819.76
Queenstown Lakes District Council	Queenstown Lakes District, Otago	10145272	10142627	79797	{7AE69CE2-C9B4-45F2-BCC0-7DCB1E4A6C66}	16 LLOYD DUNN AVENUE RD 2 WANAKA 9305	Aib-24	Sewerage	Pipework	Pipework	2008	04/11/2008	$1,669.33	$1,669.33	$150.43	$1,819.76	Reinstatement	$1,819.76
Queenstown Lakes District Council	Queenstown Lakes District, Otago	10145264	10142627	79791	{7AE69CE2-C9B4-45F2-BCC0-7DCB1E4A6C66}	16 LLOYD DUNN AVENUE RD 2 WANAKA 9305	Aib-24	Sewerage	Pipework	Pipework	2008	04/11/2008	$1,669.33	$1,669.33	$150.43	$1,819.76	Reinstatement	$1,819.76
Queenstown Lakes District Council	Queenstown Lakes District, Otago	10145244	10142627	4060	{7AE69CE2-C9B4-45F2-BCC0-7DCB1E4A6C66}	16 LLOYD DUNN AVENUE RD 2 WANAKA 9305	Aib-24	Sewerage	Structures	Sludge Storage Tank	2008	04/11/2008	$597,307.39	$597,307.39	$53,826.60	$651,133.98	Reinstatement	$651,133.98
Queenstown Lakes District Council	Queenstown Lakes District, Otago	10145216	10142627	4184	{7AE69CE2-C9B4-45F2-BCC0-7DCB1E4A6C66}	16 LLOYD DUNN AVENUE RD 2 WANAKA 9305	Aib-24	Sewerage	Miscellaneous	SBR Tanks	2008	04/11/2008	$3,387,463.74	$3,387,463.74	$305,262.67	$3,692,726.41	Reinstatement	$3,692,726.41
Queenstown Lakes District Council	Queenstown Lakes District, Otago	10145185	10142627	217417	{7AE69CE2-C9B4-45F2-BCC0-7DCB1E4A6C66}	16 LLOYD DUNN AVENUE RD 2 WANAKA 9305	Aib-24	Sewerage	Miscellaneous	Access Road	2008	04/11/2008	$190,203.05	$190,203.05	$17,140.23	$207,343.28	Reinstatement	$207,343.28
Queenstown Lakes District Council	Queenstown Lakes District, Otago	10145143	10142627	79815	{7AE69CE2-C9B4-45F2-BCC0-7DCB1E4A6C66}	16 LLOYD DUNN AVENUE RD 2 WANAKA 9305	Aib-24	Sewerage	Pipework	Pipework	2008	06/11/2008	$1,669.33	$1,669.33	$150.43	$1,819.76	Reinstatement	$1,819.76
Queenstown Lakes District Council	Queenstown Lakes District, Otago	10145144	10142627	79759	{7AE69CE2-C9B4-45F2-BCC0-7DCB1E4A6C66}	16 LLOYD DUNN AVENUE RD 2 WANAKA 9305	Aib-24	Sewerage	Pipework	Pipework	2008	04/11/2008	$1,669.33	$1,669.33	$150.43	$1,819.76	Reinstatement	$1,819.76
Queenstown Lakes District Council	Queenstown Lakes District, Otago	10145134	10142627	79726	{7AE69CE2-C9B4-45F2-BCC0-7DCB1E4A6C66}	16 LLOYD DUNN AVENUE RD 2 WANAKA 9305	Aib-24	Sewerage	Pipework	Pipework	2008	04/11/2008	$1,669.33	$1,669.33	$150.43	$1,819.76	Reinstatement	$1,819.76
Queenstown Lakes District Council	Queenstown Lakes District, Otago	10145019	10142627	79746	{7AE69CE2-C9B4-45F2-BCC0-7DCB1E4A6C66}	16 LLOYD DUNN AVENUE RD 2 WANAKA 9305	Aib-24	Sewerage	Pipework	Pipework	2008	04/11/2008	$1,669.33	$1,669.33	$150.43	$1,819.76	Reinstatement	$1,819.76
Queenstown Lakes District Council	Queenstown Lakes District, Otago	10145001	10142627	79760	{7AE69CE2-C9B4-45F2-BCC0-7DCB1E4A6C66}	16 LLOYD DUNN AVENUE RD 2 WANAKA 9305	Aib-24	Sewerage	Pipework	Pipework	2008	04/11/2008	$1,669.33	$1,669.33	$150.43	$1,819.76	Reinstatement	$1,819.76
Queenstown Lakes District Council	Queenstown Lakes District, Otago	10144952	10142627	4183	{7AE69CE2-C9B4-45F2-BCC0-7DCB1E4A6C66}	16 LLOYD DUNN AVENUE RD 2 WANAKA 9305	Aib-24	Sewerage	Structures	Reservoir	2008	04/11/2008	$15,463.00	$15,463.00	$1,393.45	$16,856.46	Reinstatement	$16,856.46
Queenstown Lakes District Council	Queenstown Lakes District, Otago	10144717	10142627	79814	{7AE69CE2-C9B4-45F2-BCC0-7DCB1E4A6C66}	16 LLOYD DUNN AVENUE RD 2 WANAKA 9305	Aib-24	Sewerage	Pipework	Pipework	2008	05/11/2008	$1,669.33	$1,669.33	$150.43	$1,819.76	Reinstatement	$1,819.76
Queenstown Lakes District Council	Queenstown Lakes District, Otago	10144743	10142627	4061	{7AE69CE2-C9B4-45F2-BCC0-7DCB1E4A6C66}	16 LLOYD DUNN AVENUE RD 2 WANAKA 9305	Aib-24	Sewerage	Structures	Polymer Tank	2008	04/11/2008	$5,902.80	$5,902.80	$531.93	$6,434.73	Reinstatement	$6,434.73
Queenstown Lakes District Council	Queenstown Lakes District, Otago	10144714	10142627	79707	{7AE69CE2-C9B4-45F2-BCC0-7DCB1E4A6C66}	16 LLOYD DUNN AVENUE RD 2 WANAKA 9305	Aib-24	Sewerage	Pipework	Pipework	2008	04/11/2008	$1,669.33	$1,669.33	$150.43	$1,819.76	Reinstatement	$1,819.76
Queenstown Lakes District Council	Queenstown Lakes District, Otago	10144715	10142627	79818	{7AE69CE2-C9B4-45F2-BCC0-7DCB1E4A6C66}	16 LLOYD DUNN AVENUE RD 2 WANAKA 9305	Aib-24	Sewerage	Pipework	Pipework	2008	04/11/2008	$1,669.33	$1,669.33	$150.43	$1,819.76	Reinstatement	$1,819.76
Queenstown Lakes District Council	Queenstown Lakes District, Otago	10144709	10142627	79778	{7AE69CE2-C9B4-45F2-BCC0-7DCB1E4A6C66}	16 LLOYD DUNN AVENUE RD 2 WANAKA 9305	Aib-24	Sewerage	Pipework	Pipework	2008	04/11/2008	$1,669.33	$1,669.33	$150.43	$1,819.76	Reinstatement	$1,819.76
Queenstown Lakes District Council	Queenstown Lakes District, Otago	10144694	10142627	79734	{7AE69CE2-C9B4-45F2-BCC0-7DCB1E4A6C66}	16 LLOYD DUNN AVENUE RD 2 WANAKA 9305	Aib-24	Sewerage	Pipework	Pipework	2008	04/11/2008	$1,669.33	$1,669.33	$150.43	$1,819.76	Reinstatement	$1,819.76
Queenstown Lakes District Council	Queenstown Lakes District, Otago	10144695	10142627	79710	{7AE69CE2-C9B4-45F2-BCC0-7DCB1E4A6C66}	16 LLOYD DUNN AVENUE RD 2 WANAKA 9305	Aib-24	Sewerage	Pipework	Pipework	2008	04/11/2008	$1,669.33	$1,669.33	$150.43	$1,819.76	Reinstatement	$1,819.76
Queenstown Lakes District Council	Queenstown Lakes District, Otago	10144706	10142627	79736	{7AE69CE2-C9B4-45F2-BCC0-7DCB1E4A6C66}	16 LLOYD DUNN AVENUE RD 2 WANAKA 9305	Aib-24	Sewerage	Pipework	Pipework	2008	04/11/2008	$1,669.33	$1,669.33	$150.43	$1,819.76	Reinstatement	$1,819.76
Queenstown Lakes District Council	Queenstown Lakes District, Otago	10144697	10142627	79826	{7AE69CE2-C9B4-45F2-BCC0-7DCB1E4A6C66}	16 LLOYD DUNN AVENUE RD 2 WANAKA 9305	Aib-24	Sewerage	Pipework	Pipework	2008	04/11/2008	$1,669.33	$1,669.33	$150.43	$1,819.76	Reinstatement	$1,819.76
Queenstown Lakes District Council	Queenstown Lakes District, Otago	10144698	10142627	79696	{7AE69CE2-C9B4-45F2-BCC0-7DCB1E4A6C66}	16 LLOYD DUNN AVENUE RD 2 WANAKA 9305	Aib-24	Sewerage	Pipework	Pipework	2008	04/11/2008	$1,048,109.82	$1,048,109.82	$94,450.84	$1,142,560.66	Reinstatement	$1,142,560.66
Queenstown Lakes District Council	Queenstown Lakes District, Otago	10144699	10142627	79785	{7AE69CE2-C9B4-45F2-BCC0-7DCB1E4A6C66}	16 LLOYD DUNN AVENUE RD 2 WANAKA 9305	Aib-24	Sewerage	Pipework	Pipework	2008	04/11/2008	$1,669.33	$1,669.33	$150.43	$1,819.76	Reinstatement	$1,819.76
Queenstown Lakes District Council	Queenstown Lakes District, Otago	10144691	10142627	79789	{7AE69CE2-C9B4-45F2-BCC0-7DCB1E4A6C66}	16 LLOYD DUNN AVENUE RD 2 WANAKA 9305	Aib-24	Sewerage	Pipework	Pipework	2008	04/11/2008	$1,669.33	$1,669.33	$150.43	$1,819.76	Reinstatement	$1,819.76
Queenstown Lakes District Council	Queenstown Lakes District, Otago	10144692	10142627	79825	{7AE69CE2-C9B4-45F2-BCC0-7DCB1E4A6C66}	16 LLOYD DUNN AVENUE RD 2 WANAKA 9305	Aib-24	Sewerage	Pipework	Pipework	2008	04/11/2008	$1,669.33	$1,669.33	$150.43	$1,819.76	Reinstatement	$1,819.76
Queenstown Lakes District Council	Queenstown Lakes District, Otago	10144677	10142627	79740	{7AE69CE2-C9B4-45F2-BCC0-7DCB1E4A6C66}	16 LLOYD DUNN AVENUE RD 2 WANAKA 9305	Aib-24	Sewerage	Pipework	Pipework	2008	04/11/2008	$1,669.33	$1,669.33	$150.43	$1,819.76	Reinstatement	$1,819.76
Queenstown Lakes District Council	Queenstown Lakes District, Otago	10144675	10142627	79806	{7AE69CE2-C9B4-45F2-BCC0-7DCB1E4A6C66}	16 LLOYD DUNN AVENUE RD 2 WANAKA 9305	Aib-24	Sewerage	Pipework	Pipework	2008	04/11/2008	$1,669.33	$1,669.33	$150.43	$1,819.76	Reinstatement	$1,819.76
Queenstown Lakes District Council	Queenstown Lakes District, Otago	10144688	10142627	79729	{7AE69CE2-C9B4-45F2-BCC0-7DCB1E4A6C66}	16 LLOYD DUNN AVENUE RD 2 WANAKA 9305	Aib-24	Sewerage	Pipework	Pipework	2008	04/11/2008	$1,669.33	$1,669.33	$150.43	$1,819.76	Reinstatement	$1,819.76
Queenstown Lakes District Council	Queenstown Lakes District, Otago	10144689	10142627	79698	{7AE69CE2-C9B4-45F2-BCC0-7DCB1E4A6C66}	16 LLOYD DUNN AVENUE RD 2 WANAKA 9305	Aib-24	Sewerage	Pipework	Pipework	2008	04/11/2008	$1,669.33	$1,669.33	$150.43	$1,819.76	Reinstatement	$1,819.76
Queenstown Lakes District Council	Queenstown Lakes District, Otago	10144668	10142627	79779	{7AE69CE2-C9B4-45F2-BCC0-7DCB1E4A6C66}	16 LLOYD DUNN AVENUE RD 2 WANAKA 9305	Aib-24	Sewerage	Pipework	Pipework	2008	04/11/2008	$1,669.33	$1,669.33	$150.43	$1,819.76	Reinstatement	$1,819.76
Queenstown Lakes District Council	Queenstown Lakes District, Otago	10144669	10142627	79730	{7AE69CE2-C9B4-45F2-BCC0-7DCB1E4A6C66}	16 LLOYD DUNN AVENUE RD 2 WANAKA 9305	Aib-24	Sewerage	Pipework	Pipework	2008	04/11/2008	$1,669.33	$1,669.33	$150.43	$1,819.76	Reinstatement	$1,819.76
Queenstown Lakes District Council	Queenstown Lakes District, Otago	10144664	10142627	79780	{7AE69CE2-C9B4-45F2-BCC0-7DCB1E4A6C66}	16 LLOYD DUNN AVENUE RD 2 WANAKA 9305	Aib-24	Sewerage	Pipework	Pipework	2008	04/11/2008	$1,669.33	$1,669.33	$150.43	$1,819.76	Reinstatement	$1,819.76
Queenstown Lakes District Council	Queenstown Lakes District, Otago	10144665	10142627	79700	{7AE69CE2-C9B4-45F2-BCC0-7DCB1E4A6C66}	16 LLOYD DUNN AVENUE RD 2 WANAKA 9305	Aib-24	Sewerage	Pipework	Pipework	2008	04/11/2008	$1,669.33	$1,669.33	$150.43	$1,819.76	Reinstatement	$1,819.76
Queenstown Lakes District Council	Queenstown Lakes District, Otago	10144661	10142627	79712	{7AE69CE2-C9B4-45F2-BCC0-7DCB1E4A6C66}	16 LLOYD DUNN AVENUE RD 2 WANAKA 9305	Aib-24	Sewerage	Pipework	Pipework	2008	04/11/2008	$1,669.33	$1,669.33	$150.43	$1,819.76	Reinstatement	$1,819.76
Queenstown Lakes District Council	Queenstown Lakes District, Otago	10144619	10142627	79805	{7AE69CE2-C9B4-45F2-BCC0-7DCB1E4A6C66}	16 LLOYD DUNN AVENUE RD 2 WANAKA 9305	Aib-24	Sewerage	Pipework	Pipework	2008	04/11/2008	$1,669.33	$1,669.33	$150.43	$1,819.76	Reinstatement	$1,819.76
Queenstown Lakes District Council	Queenstown Lakes District, Otago	10144611	10142627	79733	{7AE69CE2-C9B4-45F2-BCC0-7DCB1E4A6C66}	16 LLOYD DUNN AVENUE RD 2 WANAKA 9305	Aib-24	Sewerage	Pipework	Pipework	2008	04/11/2008	$1,669.33	$1,669.33	$150.43	$1,819.76	Reinstatement	$1,819.76
Queenstown Lakes District Council	Queenstown Lakes District, Otago	10144612	10142627	79743	{7AE69CE2-C9B4-45F2-BCC0-7DCB1E4A6C66}	16 LLOYD DUNN AVENUE RD 2 WANAKA 9305	Aib-24	Sewerage	Pipework	Pipework	2008	04/11/2008	$1,669.33	$1,669.33	$150.43	$1,819.76	Reinstatement	$1,819.76
Queenstown Lakes District Council	Queenstown Lakes District, Otago	10144613	10142627	79697	{7AE69CE2-C9B4-45F2-BCC0-7DCB1E4A6C66}	16 LLOYD DUNN AVENUE RD 2 WANAKA 9305	Aib-24	Sewerage	Pipework	Pipework	2008	04/11/2008	$8,825.54	$8,825.54	$795.32	$9,620.86	Reinstatement	$9,620.86
Queenstown Lakes District Council	Queenstown Lakes District, Otago	10144549	10142627	79748	{7AE69CE2-C9B4-45F2-BCC0-7DCB1E4A6C66}	16 LLOYD DUNN AVENUE RD 2 WANAKA 9305	Aib-24	Sewerage	Pipework	Pipework	2008	04/11/2008	$1,669.33	$1,669.33	$150.43	$1,819.76	Reinstatement	$1,819.76
Queenstown Lakes District Council	Queenstown Lakes District, Otago	10144546	10142627	79735	{7AE69CE2-C9B4-45F2-BCC0-7DCB1E4A6C66}	16 LLOYD DUNN AVENUE RD 2 WANAKA 9305	Aib-24	Sewerage	Pipework	Pipework	2008	04/11/2008	$1,669.33	$1,669.33	$150.43	$1,819.76	Reinstatement	$1,819.76
Queenstown Lakes District Council	Queenstown Lakes District, Otago	10144541	10142627	79719	{7AE69CE2-C9B4-45F2-BCC0-7DCB1E4A6C66}	16 LLOYD DUNN AVENUE RD 2 WANAKA 9305	Aib-24	Sewerage	Pipework	Pipework	2008	04/11/2008	$1,669.33	$1,669.33	$150.43	$1,819.76	Reinstatement	$1,819.76
Queenstown Lakes District Council	Queenstown Lakes District, Otago	10144537	10142627	79745	{7AE69CE2-C9B4-45F2-BCC0-7DCB1E4A6C66}	16 LLOYD DUNN AVENUE RD 2 WANAKA 9305	Aib-24	Sewerage	Pipework	Pipework	2008	04/11/2008	$1,669.33	$1,669.33	$150.43	$1,819.76	Reinstatement	$1,819.76
Queenstown Lakes District Council	Queenstown Lakes District, Otago	10144538	10142627	79717	{7AE69CE2-C9B4-45F2-BCC0-7DCB1E4A6C66}	16 LLOYD DUNN AVENUE RD 2 WANAKA 9305	Aib-24	Sewerage	Pipework	Pipework	2008	04/11/2008	$1,669.33	$1,669.33	$150.43	$1,819.76	Reinstatement	$1,819.76
Queenstown Lakes District Council	Queenstown Lakes District, Otago	10144526	10142627	79744	{7AE69CE2-C9B4-45F2-BCC0-7DCB1E4A6C66}	16 LLOYD DUNN AVENUE RD 2 WANAKA 9305	Aib-24	Sewerage	Pipework	Pipework	2008	04/11/2008	$1,669.33	$1,669.33	$150.43	$1,819.76	Reinstatement	$1,819.76
Queenstown Lakes District Council	Queenstown Lakes District, Otago	10144520	10142627	79728	{7AE69CE2-C9B4-45F2-BCC0-7DCB1E4A6C66}	16 LLOYD DUNN AVENUE RD 2 WANAKA 9305	Aib-24	Sewerage	Pipework	Pipework	2008	04/11/2008	$1,669.33	$1,669.33	$150.43	$1,819.76	Reinstatement	$1,819.76
Queenstown Lakes District Council	Queenstown Lakes District, Otago	10144516	10142627	79770	{7AE69CE2-C9B4-45F2-BCC0-7DCB1E4A6C66}	16 LLOYD DUNN AVENUE RD 2 WANAKA 9305	Aib-24	Sewerage	Pipework	Pipework	2008	04/11/2008	$1,669.33	$1,669.33	$150.43	$1,819.76	Reinstatement	$1,819.76
Queenstown Lakes District Council	Queenstown Lakes District, Otago	10144513	10142627	79812	{7AE69CE2-C9B4-45F2-BCC0-7DCB1E4A6C66}	16 LLOYD DUNN AVENUE RD 2 WANAKA 9305	Aib-24	Sewerage	Pipework	Pipework	2008	06/11/2008	$1,669.33	$1,669.33	$150.43	$1,819.76	Reinstatement	$1,819.76
Queenstown Lakes District Council	Queenstown Lakes District, Otago	10144510	10142627	79724	{7AE69CE2-C9B4-45F2-BCC0-7DCB1E4A6C66}	16 LLOYD DUNN AVENUE RD 2 WANAKA 9305	Aib-24	Sewerage	Pipework	Pipework	2008	04/11/2008	$1,669.33	$1,669.33	$150.43	$1,819.76	Reinstatement	$1,819.76
Queenstown Lakes District Council	Queenstown Lakes District, Otago	10144505	10142627	79799	{7AE69CE2-C9B4-45F2-BCC0-7DCB1E4A6C66}	16 LLOYD DUNN AVENUE RD 2 WANAKA 9305	Aib-24	Sewerage	Pipework	Pipework	2008	04/11/2008	$1,669.33	$1,669.33	$150.43	$1,819.76	Reinstatement	$1,819.76
Queenstown Lakes District Council	Queenstown Lakes District, Otago	10144500	10142627	79828	{7AE69CE2-C9B4-45F2-BCC0-7DCB1E4A6C66}	16 LLOYD DUNN AVENUE RD 2 WANAKA 9305	Aib-24	Sewerage	Pipework	Pipework	2008	04/11/2008	$1,669.33	$1,669.33	$150.43	$1,819.76	Reinstatement	$1,819.76
Queenstown Lakes District Council	Queenstown Lakes District, Otago	10144501	10142627	79704	{7AE69CE2-C9B4-45F2-BCC0-7DCB1E4A6C66}	16 LLOYD DUNN AVENUE RD 2 WANAKA 9305	Aib-24	Sewerage	Pipework	Pipework	2008	04/11/2008	$1,669.33	$1,669.33	$150.43	$1,819.76	Reinstatement	$1,819.76
Queenstown Lakes District Council	Queenstown Lakes District, Otago	10144497	10142627	79752	{7AE69CE2-C9B4-45F2-BCC0-7DCB1E4A6C66}	16 LLOYD DUNN AVENUE RD 2 WANAKA 9305	Aib-24	Sewerage	Pipework	Pipework	2008	04/11/2008	$1,669.33	$1,669.33	$150.43	$1,819.76	Reinstatement	$1,819.76
Queenstown Lakes District Council	Queenstown Lakes District, Otago	10144492	10142627	79820	{7AE69CE2-C9B4-45F2-BCC0-7DCB1E4A6C66}	16 LLOYD DUNN AVENUE RD 2 WANAKA 9305	Aib-24	Sewerage	Pipework	Pipework	2008	04/11/2008	$1,669.33	$1,669.33	$150.43	$1,819.76	Reinstatement	$1,819.76
Queenstown Lakes District Council	Queenstown Lakes District, Otago	10144481	10142627	79834	{7AE69CE2-C9B4-45F2-BCC0-7DCB1E4A6C66}	16 LLOYD DUNN AVENUE RD 2 WANAKA 9305	Aib-24	Sewerage	Misc	Flushing Connection	2008	04/11/2008	$4,216.28	$4,216.28	$379.95	$4,596.23	Reinstatement	$4,596.23
Queenstown Lakes District Council	Queenstown Lakes District, Otago	10144482	10142627	79833	{7AE69CE2-C9B4-45F2-BCC0-7DCB1E4A6C66}	16 LLOYD DUNN AVENUE RD 2 WANAKA 9305	Aib-24	Sewerage	Misc	Flushing Connection	2008	04/11/2008	$4,216.28	$4,216.28	$379.95	$4,596.23	Reinstatement	$4,596.23
Queenstown Lakes District Council	Queenstown Lakes District, Otago	10144483	10142627	79835	{7AE69CE2-C9B4-45F2-BCC0-7DCB1E4A6C66}	16 LLOYD DUNN AVENUE RD 2 WANAKA 9305	Aib-24	Sewerage	Misc	Flushing Connection	2008	04/11/2008	$4,216.28	$4,216.28	$379.95	$4,596.23	Reinstatement	$4,596.23
Queenstown Lakes District Council	Queenstown Lakes District, Otago	10144484	10142627	79832	{7AE69CE2-C9B4-45F2-BCC0-7DCB1E4A6C66}	16 LLOYD DUNN AVENUE RD 2 WANAKA 9305	Aib-24	Sewerage	Misc	Flushing Connection	2008	04/11/2008	$4,216.28	$4,216.28	$379.95	$4,596.23	Reinstatement	$4,596.23
Queenstown Lakes District Council	Queenstown Lakes District, Otago	10144485	10142627	79749	{7AE69CE2-C9B4-45F2-BCC0-7DCB1E4A6C66}	16 LLOYD DUNN AVENUE RD 2 WANAKA 9305	Aib-24	Sewerage	Pipework	Pipework	2008	04/11/2008	$1,669.33	$1,669.33	$150.43	$1,819.76	Reinstatement	$1,819.76
Queenstown Lakes District Council	Queenstown Lakes District, Otago	10144479	10142627	79808	{7AE69CE2-C9B4-45F2-BCC0-7DCB1E4A6C66}	16 LLOYD DUNN AVENUE RD 2 WANAKA 9305	Aib-24	Sewerage	Pipework	Pipework	2008	04/11/2008	$1,669.33	$1,669.33	$150.43	$1,819.76	Reinstatement	$1,819.76
Queenstown Lakes District Council	Queenstown Lakes District, Otago	10144476	10142627	79794	{7AE69CE2-C9B4-45F2-BCC0-7DCB1E4A6C66}	16 LLOYD DUNN AVENUE RD 2 WANAKA 9305	Aib-24	Sewerage	Pipework	Pipework	2008	04/11/2008	$1,669.33	$1,669.33	$150.43	$1,819.76	Reinstatement	$1,819.76
Queenstown Lakes District Council	Queenstown Lakes District, Otago	10144473	10142627	79773	{7AE69CE2-C9B4-45F2-BCC0-7DCB1E4A6C66}	16 LLOYD DUNN AVENUE RD 2 WANAKA 9305	Aib-24	Sewerage	Pipework	Pipework	2008	04/11/2008	$1,669.33	$1,669.33	$150.43	$1,819.76	Reinstatement	$1,819.76
Queenstown Lakes District Council	Queenstown Lakes District, Otago	10144467	10142627	79809	{7AE69CE2-C9B4-45F2-BCC0-7DCB1E4A6C66}	16 LLOYD DUNN AVENUE RD 2 WANAKA 9305	Aib-24	Sewerage	Pipework	Pipework	2008	04/11/2008	$1,669.33	$1,669.33	$150.43	$1,819.76	Reinstatement	$1,819.76
Queenstown Lakes District Council	Queenstown Lakes District, Otago	10144468	10142627	79776	{7AE69CE2-C9B4-45F2-BCC0-7DCB1E4A6C66}	16 LLOYD DUNN AVENUE RD 2 WANAKA 9305	Aib-24	Sewerage	Pipework	Pipework	2008	04/11/2008	$1,669.33	$1,669.33	$150.43	$1,819.76	Reinstatement	$1,819.76
Queenstown Lakes District Council	Queenstown Lakes District, Otago	10144463	10142627	79718	{7AE69CE2-C9B4-45F2-BCC0-7DCB1E4A6C66}	16 LLOYD DUNN AVENUE RD 2 WANAKA 9305	Aib-24	Sewerage	Pipework	Pipework	2008	04/11/2008	$1,669.33	$1,669.33	$150.43	$1,819.76	Reinstatement	$1,819.76
Queenstown Lakes District Council	Queenstown Lakes District, Otago	10144464	10142627	79708	{7AE69CE2-C9B4-45F2-BCC0-7DCB1E4A6C66}	16 LLOYD DUNN AVENUE RD 2 WANAKA 9305	Aib-24	Sewerage	Pipework	Pipework	2008	04/11/2008	$1,669.33	$1,669.33	$150.43	$1,819.76	Reinstatement	$1,819.76
Queenstown Lakes District Council	Queenstown Lakes District, Otago	10144461	10142627	79750	{7AE69CE2-C9B4-45F2-BCC0-7DCB1E4A6C66}	16 LLOYD DUNN AVENUE RD 2 WANAKA 9305	Aib-24	Sewerage	Pipework	Pipework	2008	04/11/2008	$1,669.33	$1,669.33	$150.43	$1,819.76	Reinstatement	$1,819.76
Queenstown Lakes District Council	Queenstown Lakes District, Otago	10144458	10142627	79810	{7AE69CE2-C9B4-45F2-BCC0-7DCB1E4A6C66}	16 LLOYD DUNN AVENUE RD 2 WANAKA 9305	Aib-24	Sewerage	Pipework	Pipework	2008	04/11/2008	$1,669.33	$1,669.33	$150.43	$1,819.76	Reinstatement	$1,819.76
Queenstown Lakes District Council	Queenstown Lakes District, Otago	10144459	10142627	79756	{7AE69CE2-C9B4-45F2-BCC0-7DCB1E4A6C66}	16 LLOYD DUNN AVENUE RD 2 WANAKA 9305	Aib-24	Sewerage	Pipework	Pipework	2008	04/11/2008	$1,669.33	$1,669.33	$150.43	$1,819.76	Reinstatement	$1,819.76
Queenstown Lakes District Council	Queenstown Lakes District, Otago	10144455	10142627	79757	{7AE69CE2-C9B4-45F2-BCC0-7DCB1E4A6C66}	16 LLOYD DUNN AVENUE RD 2 WANAKA 9305	Aib-24	Sewerage	Pipework	Pipework	2008	04/11/2008	$1,669.33	$1,669.33	$150.43	$1,819.76	Reinstatement	$1,819.76
Queenstown Lakes District Council	Queenstown Lakes District, Otago	10144426	10142627	4185	{7AE69CE2-C9B4-45F2-BCC0-7DCB1E4A6C66}	16 LLOYD DUNN AVENUE RD 2 WANAKA 9305	Aib-24	Sewerage	Miscellaneous	SBR Tanks	2008	04/11/2008	$3,387,463.74	$3,387,463.74	$305,262.67	$3,692,726.41	Reinstatement	$3,692,726.41
Queenstown Lakes District Council	Queenstown Lakes District, Otago	10144395	10142627	220655	{7AE69CE2-C9B4-45F2-BCC0-7DCB1E4A6C66}	16 LLOYD DUNN AVENUE RD 2 WANAKA 9305	Aib-24	Sewerage	Structures	Retaining Walls Bund	2008	04/11/2008	$2,850.21	$2,850.21	$256.85	$3,107.06	Reinstatement	$3,107.06
Queenstown Lakes District Council	Queenstown Lakes District, Otago	10144354	10142627	79763	{7AE69CE2-C9B4-45F2-BCC0-7DCB1E4A6C66}	16 LLOYD DUNN AVENUE RD 2 WANAKA 9305	Aib-24	Sewerage	Miscellaneous	Flowmeter Chamber	2008	05/11/2008	$6,675.78	$6,675.78	$601.59	$7,277.37	Reinstatement	$7,277.37
Queenstown Lakes District Council	Queenstown Lakes District, Otago	10144325	10142627	79766	{7AE69CE2-C9B4-45F2-BCC0-7DCB1E4A6C66}	16 LLOYD DUNN AVENUE RD 2 WANAKA 9305	Aib-24	Sewerage	Miscellaneous	Filtration Bed Biofi	2008	04/11/2008	$16,865.14	$16,865.14	$1,519.81	$18,384.95	Reinstatement	$18,384.95
Queenstown Lakes District Council	Queenstown Lakes District, Otago	10144253	10142627	4186	{7AE69CE2-C9B4-45F2-BCC0-7DCB1E4A6C66}	16 LLOYD DUNN AVENUE RD 2 WANAKA 9305	Aib-24	Sewerage	Miscellaneous	Decant Tank	2008	04/11/2008	$2,069,976.58	$2,069,976.58	$186,536.78	$2,256,513.36	Reinstatement	$2,256,513.36
Queenstown Lakes District Council	Queenstown Lakes District, Otago	10144133	10142627	79762	{7AE69CE2-C9B4-45F2-BCC0-7DCB1E4A6C66}	16 LLOYD DUNN AVENUE RD 2 WANAKA 9305	Aib-24	Sewerage	Structures	Balance Tank	2008	04/11/2008	$8,121.81	$8,121.81	$731.90	$8,853.71	Reinstatement	$8,853.71
Queenstown Lakes District Council	Queenstown Lakes District, Otago	10144061	10142627	79839	{7AE69CE2-C9B4-45F2-BCC0-7DCB1E4A6C66}	16 LLOYD DUNN AVENUE RD 2 WANAKA 9305	Aib-24	Sewerage	Electrical Equipment	UV System	2008	04/11/2008	$751,904.59	$751,904.59	$67,758.19	$819,662.78	Reinstatement	$819,662.78
Queenstown Lakes District Council	Queenstown Lakes District, Otago	10144227	10142627	79836	{7AE69CE2-C9B4-45F2-BCC0-7DCB1E4A6C66}	16 LLOYD DUNN AVENUE RD 2 WANAKA 9305	Aib-24	Sewerage	Misc	Centrifuge	2008	04/11/2008	$1,018,936.12	$1,018,936.12	$91,821.84	$1,110,757.96	Reinstatement	$1,110,757.96
Queenstown Lakes District Council	Queenstown Lakes District, Otago	10144779	10005516	4068	{E74399AA-B667-48B1-8E95-76E3CA7E83DC}	LAKE ESPLANADE QUEENSTOWN 9300	Aib-24	Water Supply	Structures	Manhole	1997	01/01/1997	$6,735.95	$6,735.95	$607.01	$7,342.96	Reinstatement	$7,342.96
Queenstown Lakes District Council	Queenstown Lakes District, Otago	10145013	10005516	4067	{E74399AA-B667-48B1-8E95-76E3CA7E83DC}	LAKE ESPLANADE QUEENSTOWN 9300	Aib-24	Water Supply	Structures	Manhole	1997	01/01/1997	$6,735.95	$6,735.95	$607.01	$7,342.96	Reinstatement	$7,342.96
Queenstown Lakes District Council	Queenstown Lakes District, Otago	10144996	10005516	4069	{E74399AA-B667-48B1-8E95-76E3CA7E83DC}	LAKE ESPLANADE QUEENSTOWN 9300	Aib-24	Water Supply	Structures	Manhole	1997	01/01/1997	$6,735.95	$6,735.95	$607.01	$7,342.96	Reinstatement	$7,342.96
Queenstown Lakes District Council	Queenstown Lakes District, Otago	10145713	10005516	4070	{E74399AA-B667-48B1-8E95-76E3CA7E83DC}	LAKE ESPLANADE QUEENSTOWN 9300	Aib-24	Water Supply	Structures	Reservoir	1997	01/01/1997	$11,571,550.34	$11,571,550.34	$1,042,774.96	$12,614,325.30	Reinstatement	$12,614,325.30
Queenstown Lakes District Council	Queenstown Lakes District, Otago	10145985	10142603	4026	{EC46EEB1-EF9F-48C0-95C7-4CA024BE0281}	GLENORCHY-QUEENSTOWN ROAD CLOSEBURN QUEENSTOWN 9371	Aib-24	Water Supply	Structures	Well	1987	01/01/1987	$106,139.18	$106,139.18	$9,564.77	$115,703.95	Reinstatement	$115,703.95
Queenstown Lakes District Council	Queenstown Lakes District, Otago	10145033	10142603	4160	{EC46EEB1-EF9F-48C0-95C7-4CA024BE0281}	GLENORCHY-QUEENSTOWN ROAD CLOSEBURN QUEENSTOWN 9371	Aib-24	Water Supply	Pipework	Pipework	1976	01/01/1976	$89,153.20	$89,153.20	$8,034.08	$97,187.28	Reinstatement	$97,187.28
Queenstown Lakes District Council	Queenstown Lakes District, Otago	10145415	10142603	4161	{EC46EEB1-EF9F-48C0-95C7-4CA024BE0281}	GLENORCHY-QUEENSTOWN ROAD CLOSEBURN QUEENSTOWN 9371	Aib-24	Water Supply	Pipework	Pipework	2000	01/01/2000	$70,487.54	$70,487.54	$6,352.01	$76,839.55	Reinstatement	$76,839.55
Queenstown Lakes District Council	Queenstown Lakes District, Otago	10144443	10142603	4025	{EC46EEB1-EF9F-48C0-95C7-4CA024BE0281}	GLENORCHY-QUEENSTOWN ROAD CLOSEBURN QUEENSTOWN 9371	Aib-24	Water Supply	Miscellaneous	Pump Chamber	1987	01/01/1987	$7,076.19	$7,076.19	$637.67	$7,713.86	Reinstatement	$7,713.86
Queenstown Lakes District Council	Queenstown Lakes District, Otago	10146199	10005504	4189	{D45D83B1-FE65-41B2-9D42-BB08E80F3FA6}	ANDERSON ROAD WANAKA 9305	Aib-24	Water Supply	Miscellaneous	Valve Chamber	2003	01/01/2003	$6,338.60	$6,338.60	$571.21	$6,909.80	Reinstatement	$6,909.80
Queenstown Lakes District Council	Queenstown Lakes District, Otago	10146235	10005504	4188	{D45D83B1-FE65-41B2-9D42-BB08E80F3FA6}	ANDERSON ROAD WANAKA 9305	Aib-24	Water Supply	Miscellaneous	Valve Chamber	1989	01/01/1989	$6,338.60	$6,338.60	$571.21	$6,909.80	Reinstatement	$6,909.80
Queenstown Lakes District Council	Queenstown Lakes District, Otago	10145198	10142568	4147	{8523046E-B0EC-4155-A27B-D667AE130C1B}	GLENORCHY-QUEENSTOWN ROAD CLOSEBURN QUEENSTOWN 9371	Aib-24	Sewerage	Structures	Well	1976	01/01/1976	$23,506.14	$23,506.14	$2,118.27	$25,624.41	Indemnity	$9,604.78
Queenstown Lakes District Council	Queenstown Lakes District, Otago	10147387	10142568	206997	{8523046E-B0EC-4155-A27B-D667AE130C1B}	GLENORCHY-QUEENSTOWN ROAD CLOSEBURN QUEENSTOWN 9371	Aib-24	Sewerage	Miscellaneous	Valve Chamber	2009	01/08/2009	$6,338.60	$6,338.60	$571.21	$6,909.80	Indemnity	$4,466.90
Queenstown Lakes District Council	Queenstown Lakes District, Otago	10145973	10142563	4236	{CB7B9861-B30B-4228-84FC-359A0F479C52}	MARINE PARADE QUEENSTOWN 9300	Aib-24	Sewerage	Structures	Well	1997	01/01/1997	$278,452.33	$278,452.33	$25,092.84	$303,545.17	Reinstatement	$303,545.17
Queenstown Lakes District Council	Queenstown Lakes District, Otago	10144116	10142563	4095	{CB7B9861-B30B-4228-84FC-359A0F479C52}	MARINE PARADE QUEENSTOWN 9300	Aib-24	Sewerage	Miscellaneous	Bunker	2003	01/01/2003	$41,460.16	$41,460.16	$3,736.20	$45,196.36	Reinstatement	$45,196.36
Queenstown Lakes District Council	Queenstown Lakes District, Otago	10144396	10142563	4097	{CB7B9861-B30B-4228-84FC-359A0F479C52}	MARINE PARADE QUEENSTOWN 9300	Aib-24	Sewerage	Miscellaneous	Odour Control Unit	2003	01/01/2003	$256,600.98	$256,600.98	$23,123.70	$279,724.68	Reinstatement	$279,724.68
Queenstown Lakes District Council	Queenstown Lakes District, Otago	10144880	10142563	4096	{CB7B9861-B30B-4228-84FC-359A0F479C52}	MARINE PARADE QUEENSTOWN 9300	Aib-24	Sewerage	Miscellaneous	Landscaping	1975	01/01/1975	$12,685.27	$12,685.27	$1,143.14	$13,828.40	Reinstatement	$13,828.40
Queenstown Lakes District Council	Queenstown Lakes District, Otago	10144439	10142567	4126	{1A6BBC63-F933-4C82-9843-88E125325CB4}	CEDAR DRIVE	Aib-24	Sewerage	Miscellaneous	Pump Chamber	1970	01/01/1970	$36,486.35	$36,486.35	$3,287.98	$39,774.33	Indemnity	$9,899.30
Queenstown Lakes District Council	Queenstown Lakes District, Otago	10146002	10142567	3943	{1A6BBC63-F933-4C82-9843-88E125325CB4}	CEDAR DRIVE	Aib-24	Sewerage	Miscellaneous	Storage Chamber	2000	01/01/2000	$6,775.92	$6,775.92	$610.61	$7,386.53	Reinstatement	$7,386.53
Queenstown Lakes District Council	Queenstown Lakes District, Otago	10146291	10142567	3944	{1A6BBC63-F933-4C82-9843-88E125325CB4}	CEDAR DRIVE	Aib-24	Sewerage	Miscellaneous	Valve Chamber	1900	02/01/1900	$6,338.60	$6,338.60	$571.21	$6,909.80	Indemnity	$2,687.12
Queenstown Lakes District Council	Queenstown Lakes District, Otago	10146088	10142566	4125	{9066EF44-277E-4EB0-A92D-D34D0A70D53E}	PENINSULA ROAD KELVIN HEIGHTS QUEENSTOWN 9300	Aib-24	Sewerage	Miscellaneous	Valve Chamber	1984	01/01/1984	$6,338.60	$6,338.60	$571.21	$6,909.80	Indemnity	$3,217.23
Queenstown Lakes District Council	Queenstown Lakes District, Otago	10144420	10142566	4124	{9066EF44-277E-4EB0-A92D-D34D0A70D53E}	PENINSULA ROAD KELVIN HEIGHTS QUEENSTOWN 9300	Aib-24	Sewerage	Miscellaneous	Pump Chamber	1984	01/01/1984	$94,422.36	$94,422.36	$8,508.91	$102,931.27	Indemnity	$42,697.03
Queenstown Lakes District Council	Queenstown Lakes District, Otago	10144594	10142597	4020	{E53D3297-9713-4766-9806-99D9683A4DF7}	MANCHESTER PLACE QUEENSTOWN 9300	Aib-24	Water Supply	Misc	Fire System	2004	01/01/2004	$8,263.93	$8,263.93	$744.71	$9,008.64	Indemnity	$727.96
Queenstown Lakes District Council	Queenstown Lakes District, Otago	10144038	10142597	4021	{E53D3297-9713-4766-9806-99D9683A4DF7}	MANCHESTER PLACE QUEENSTOWN 9300	Aib-24	Water Supply	Miscellaneous	Irrigation System	2004	01/01/2004	$1,335.15	$1,335.15	$120.32	$1,455.47	Indemnity	$298.55
Queenstown Lakes District Council	Queenstown Lakes District, Otago	10145647	10115352	4198	{BBA4219C-0FF4-496F-B1E2-F27090A5983E}	MANCHESTER PLACE QUEENSTOWN 9300	Aib-24	Water Supply	Miscellaneous	Valve Chamber	1975	01/01/1975	$16,637.79	$16,637.79	$1,499.32	$18,137.11	Reinstatement	$18,137.11
Queenstown Lakes District Council	Queenstown Lakes District, Otago	10145159	10115352	4064	{BBA4219C-0FF4-496F-B1E2-F27090A5983E}	MANCHESTER PLACE QUEENSTOWN 9300	Aib-24	Water Supply	Structures	Reservoir	1975	01/01/1975	$6,122,187.08	$6,122,187.08	$551,703.37	$6,673,890.45	Reinstatement	$6,673,890.45
Queenstown Lakes District Council	Queenstown Lakes District, Otago	10145220	10142558	4212	{8140ABC2-039A-4444-AE36-570292AD2576}	13 LAKE AVENUE FRANKTON QUEENSTOWN 9300	Aib-24	Sewerage	Miscellaneous	Screen Chamber	1974	01/01/1974	$203,787.22	$203,787.22	$18,364.37	$222,151.58	Indemnity	$88,968.34
Queenstown Lakes District Council	Queenstown Lakes District, Otago	10146017	10142558	4210	{8140ABC2-039A-4444-AE36-570292AD2576}	13 LAKE AVENUE FRANKTON QUEENSTOWN 9300	Aib-24	Sewerage	Structures	Wet Well Lid	1974	01/01/1974	$5,837.82	$5,837.82	$526.08	$6,363.90	Indemnity	$2,329.25
Queenstown Lakes District Council	Queenstown Lakes District, Otago	10144387	10142558	4211	{8140ABC2-039A-4444-AE36-570292AD2576}	13 LAKE AVENUE FRANKTON QUEENSTOWN 9300	Aib-24	Sewerage	Miscellaneous	Odour Absorbtion Bed	1998	01/01/1998	$16,991.63	$16,991.63	$1,531.21	$18,522.84	Indemnity	$8,387.63
Queenstown Lakes District Council	Queenstown Lakes District, Otago	10145214	10142600	4006	{EA00FD14-D04D-4FB9-A0BA-93E642E8E429}	PENINSULA ROAD KELVIN HEIGHTS QUEENSTOWN 9300	Aib-24	Water Supply	Miscellaneous	Sound Barrier	2002	01/01/2002	$73,785.02	$73,785.02	$6,649.17	$80,434.19	Indemnity	$42,368.25
Queenstown Lakes District Council	Queenstown Lakes District, Otago	10144368	10005515	4172	{81EA6156-D946-49F2-91E7-F71F1D8BDBE5}	PENINSULA ROAD KELVIN HEIGHTS QUEENSTOWN 9300	Aib-24	Water Supply	Structures	Reservoir	1984	01/01/1984	$1,406,819.16	$1,406,819.16	$126,776.08	$1,533,595.24	Reinstatement	$1,533,595.24
Queenstown Lakes District Council	Queenstown Lakes District, Otago	10144416	10005515	4055	{81EA6156-D946-49F2-91E7-F71F1D8BDBE5}	PENINSULA ROAD KELVIN HEIGHTS QUEENSTOWN 9300	Aib-24	Water Supply	Miscellaneous	Overflow spillway	1984	01/01/1984	$324,150.58	$324,150.58	$29,210.96	$353,361.54	Reinstatement	$353,361.54
Queenstown Lakes District Council	Queenstown Lakes District, Otago	10144555	10005515	4054	{81EA6156-D946-49F2-91E7-F71F1D8BDBE5}	PENINSULA ROAD KELVIN HEIGHTS QUEENSTOWN 9300	Aib-24	Water Supply	Miscellaneous	Fences	1984	01/01/1984	$598.72	$598.72	$53.95	$652.67	Reinstatement	$652.67
Queenstown Lakes District Council	Queenstown Lakes District, Otago	10144275	10142561	4083	{75322284-DBCB-4BEF-9E84-E12969426588}	KAWARAU PLACE FRANKTON QUEENSTOWN 9300	Aib-24	Sewerage	Structures	Emergency Storage	2000	01/01/2000	$48,005.70	$48,005.70	$4,326.05	$52,331.75	Indemnity	$35,124.86
Queenstown Lakes District Council	Queenstown Lakes District, Otago	10145967	10142561	4222	{75322284-DBCB-4BEF-9E84-E12969426588}	KAWARAU PLACE FRANKTON QUEENSTOWN 9300	Aib-24	Sewerage	Structures	Well	1985	01/01/1985	$237,229.17	$237,229.17	$21,378.00	$258,607.18	Indemnity	$127,996.35
Queenstown Lakes District Council	Queenstown Lakes District, Otago	10145624	10142561	4084	{75322284-DBCB-4BEF-9E84-E12969426588}	KAWARAU PLACE FRANKTON QUEENSTOWN 9300	Aib-24	Sewerage	Miscellaneous	Valve Chamber	1985	01/01/1985	$6,338.60	$6,338.60	$571.21	$6,909.80	Indemnity	$3,672.53
Queenstown Lakes District Council	Queenstown Lakes District, Otago	10144272	10142564	4254	{BFBFBB84-D102-4ACA-8418-8B4EB42050A5}	PARK STREET QUEENSTOWN 9300	Aib-24	Sewerage	Structures	Emergency Storage	1975	01/01/1975	$48,005.70	$48,005.70	$4,326.05	$52,331.75	Indemnity	$24,808.91
Queenstown Lakes District Council	Queenstown Lakes District, Otago	10146275	10142564	4255	{BFBFBB84-D102-4ACA-8418-8B4EB42050A5}	PARK STREET QUEENSTOWN 9300	Aib-24	Sewerage	Structures	Well	1997	01/01/1997	$316,424.58	$316,424.58	$28,514.73	$344,939.31	Indemnity	$194,738.78
Queenstown Lakes District Council	Queenstown Lakes District, Otago	10146260	10142548	4243	{11D272C7-95C7-40F1-AB59-FC7B0216C5DD}	NORFOLK STREET	Aib-24	Sewerage	Structures	Well	1994	01/01/1994	$140,672.31	$140,672.31	$12,676.74	$153,349.06	Indemnity	$81,048.63
Queenstown Lakes District Council	Queenstown Lakes District, Otago	10144274	10142548	4240	{11D272C7-95C7-40F1-AB59-FC7B0216C5DD}	NORFOLK STREET	Aib-24	Sewerage	Structures	Emergency Storage	1994	01/01/1994	$48,005.70	$48,005.70	$4,326.05	$52,331.75	Indemnity	$33,098.42
Queenstown Lakes District Council	Queenstown Lakes District, Otago	10144394	10142548	4098	{11D272C7-95C7-40F1-AB59-FC7B0216C5DD}	NORFOLK STREET	Aib-24	Sewerage	Miscellaneous	Odour Control Unit	2000	01/01/2000	$135,780.59	$135,780.59	$12,235.92	$148,016.51	Indemnity	$10,120.70
Queenstown Lakes District Council	Queenstown Lakes District, Otago	10145733	10142548	4099	{11D272C7-95C7-40F1-AB59-FC7B0216C5DD}	NORFOLK STREET	Aib-24	Sewerage	Miscellaneous	Access Road	1994	01/01/1994	$9,330.86	$9,330.86	$840.85	$10,171.72	Indemnity	$6,433.34
Queenstown Lakes District Council	Queenstown Lakes District, Otago	10146112	10142548	4244	{11D272C7-95C7-40F1-AB59-FC7B0216C5DD}	NORFOLK STREET	Aib-24	Sewerage	Miscellaneous	Valve Chamber	1994	01/01/1994	$6,338.60	$6,338.60	$571.21	$6,909.80	Indemnity	$3,948.42
Queenstown Lakes District Council	Queenstown Lakes District, Otago	10145002	10142548	4241	{11D272C7-95C7-40F1-AB59-FC7B0216C5DD}	NORFOLK STREET	Aib-24	Sewerage	Structures	Manhole	1994	01/01/1994	$6,735.95	$6,735.95	$607.01	$7,342.96	Indemnity	$3,418.92
Queenstown Lakes District Council	Queenstown Lakes District, Otago	10144993	10142548	4242	{11D272C7-95C7-40F1-AB59-FC7B0216C5DD}	NORFOLK STREET	Aib-24	Sewerage	Structures	Manhole	1994	01/01/1994	$6,735.95	$6,735.95	$607.01	$7,342.96	Indemnity	$3,418.92
Queenstown Lakes District Council	Queenstown Lakes District, Otago	10146206	10142549	4238	{9A5BC8CC-0C45-4D57-96DC-3C687931084D}	109 MCDONNELL ROAD ARROWTOWN 9302	Aib-24	Sewerage	Structures	Well	1985	01/01/1985	$43,214.61	$43,214.61	$3,894.30	$47,108.91	Indemnity	$23,316.32
Queenstown Lakes District Council	Queenstown Lakes District, Otago	10146183	10142549	4239	{9A5BC8CC-0C45-4D57-96DC-3C687931084D}	109 MCDONNELL ROAD ARROWTOWN 9302	Aib-24	Sewerage	Miscellaneous	Valve Chamber	1985	01/01/1985	$6,338.60	$6,338.60	$571.21	$6,909.80	Indemnity	$3,290.35
Queenstown Lakes District Council	Queenstown Lakes District, Otago	10145735	10142547	3940	{AEADAC2C-9FD2-4F50-B20B-CCB6EF8C23A7}	1125 MALAGHANS ROAD RD 1 QUEENSTOWN 9371	Aib-24	Sewerage	Structures	Well	2004	01/01/2004	$69,251.54	$69,251.54	$6,240.63	$75,492.17	Indemnity	$47,367.21
Queenstown Lakes District Council	Queenstown Lakes District, Otago	10145639	10142547	3941	{AEADAC2C-9FD2-4F50-B20B-CCB6EF8C23A7}	1125 MALAGHANS ROAD RD 1 QUEENSTOWN 9371	Aib-24	Sewerage	Miscellaneous	Valve Chamber	2004	01/01/2004	$6,338.60	$6,338.60	$571.21	$6,909.80	Indemnity	$4,546.67
Queenstown Lakes District Council	Queenstown Lakes District, Otago	10144281	10142549	4237	{9A5BC8CC-0C45-4D57-96DC-3C687931084D}	109 MCDONNELL ROAD ARROWTOWN 9302	Aib-24	Sewerage	Structures	Emergency Storage	1985	01/01/1985	$48,005.70	$48,005.70	$4,326.05	$52,331.75	Indemnity	$29,239.07
Queenstown Lakes District Council	Queenstown Lakes District, Otago	10144414	10115350	4042	{B7214F29-F8F6-49EE-BF1D-F3E3B5DC9FDF}	MIDDLESEX STREET ARROWTOWN 9302	Aib-24	Water Supply	Miscellaneous	Overflow spillway	1991	01/01/1991	$16,562.95	$16,562.95	$1,492.58	$18,055.53	Reinstatement	$18,055.53
Queenstown Lakes District Council	Queenstown Lakes District, Otago	10144882	10115350	4041	{B7214F29-F8F6-49EE-BF1D-F3E3B5DC9FDF}	MIDDLESEX STREET ARROWTOWN 9302	Aib-24	Water Supply	Miscellaneous	Landscaping	2004	01/01/2004	$12,685.27	$12,685.27	$1,143.14	$13,828.40	Reinstatement	$13,828.40
Queenstown Lakes District Council	Queenstown Lakes District, Otago	10145151	10115350	4166	{B7214F29-F8F6-49EE-BF1D-F3E3B5DC9FDF}	MIDDLESEX STREET ARROWTOWN 9302	Aib-24	Water Supply	Structures	Reservoir	1973	01/01/1973	$684,754.89	$684,754.89	$61,706.96	$746,461.85	Reinstatement	$746,461.85
Queenstown Lakes District Council	Queenstown Lakes District, Otago	10145184	10115350	4043	{B7214F29-F8F6-49EE-BF1D-F3E3B5DC9FDF}	MIDDLESEX STREET ARROWTOWN 9302	Aib-24	Water Supply	Miscellaneous	Access Road	1973	01/01/1973	$9,330.86	$9,330.86	$840.85	$10,171.72	Reinstatement	$10,171.72
Queenstown Lakes District Council	Queenstown Lakes District, Otago	10145140	10115350	4167	{B7214F29-F8F6-49EE-BF1D-F3E3B5DC9FDF}	MIDDLESEX STREET ARROWTOWN 9302	Aib-24	Water Supply	Structures	Reservoir	1991	01/01/1991	$684,754.89	$684,754.89	$61,706.96	$746,461.85	Reinstatement	$746,461.85
Queenstown Lakes District Council	Queenstown Lakes District, Otago	10145135	10115350	4168	{B7214F29-F8F6-49EE-BF1D-F3E3B5DC9FDF}	MIDDLESEX STREET ARROWTOWN 9302	Aib-24	Water Supply	Structures	Reservoir	2004	01/01/2004	$557,685.93	$557,685.93	$50,256.09	$607,942.02	Reinstatement	$607,942.02
Queenstown Lakes District Council	Queenstown Lakes District, Otago	10145195	10115350	4044	{B7214F29-F8F6-49EE-BF1D-F3E3B5DC9FDF}	MIDDLESEX STREET ARROWTOWN 9302	Aib-24	Water Supply	Structures	Retaining Walls Bund	2004	01/01/2004	$2,850.21	$2,850.21	$256.85	$3,107.06	Reinstatement	$3,107.06
Queenstown Lakes District Council	Queenstown Lakes District, Otago	10145619	10115350	4040	{B7214F29-F8F6-49EE-BF1D-F3E3B5DC9FDF}	MIDDLESEX STREET ARROWTOWN 9302	Aib-24	Water Supply	Miscellaneous	Valve Chamber	1991	01/01/1991	$6,338.60	$6,338.60	$571.21	$6,909.80	Reinstatement	$6,909.80
Queenstown Lakes District Council	Queenstown Lakes District, Otago	10144125	10174991	4141	{13AB81C9-3193-4432-BC6E-BD19EB89E1B5}	BUCKINGHAM STREET ARROWTOWN 9302	Aib-24	Water Supply	Structures	Bore	2000	01/01/2000	$101,190.89	$101,190.89	$9,118.86	$110,309.75	Indemnity	$67,490.50
Queenstown Lakes District Council	Queenstown Lakes District, Otago	10144365	10005510	4028	{B74C0D24-06EC-4EDC-8E19-B118A11D4AFD}	13 CROWS NEST ROAD ARTHURS POINT QUEENSTOWN 9371	Aib-24	Water Supply	Miscellaneous	Flowmeter Chamber	1900	02/01/1900	$6,675.78	$6,675.78	$601.59	$7,277.37	Reinstatement	$7,277.37
Queenstown Lakes District Council	Queenstown Lakes District, Otago	10144353	10005510	4029	{B74C0D24-06EC-4EDC-8E19-B118A11D4AFD}	13 CROWS NEST ROAD ARTHURS POINT QUEENSTOWN 9371	Aib-24	Water Supply	Miscellaneous	Flowmeter Chamber	1900	02/01/1900	$6,675.78	$6,675.78	$601.59	$7,277.37	Reinstatement	$7,277.37
Queenstown Lakes District Council	Queenstown Lakes District, Otago	10144350	10005510	4164	{B74C0D24-06EC-4EDC-8E19-B118A11D4AFD}	13 CROWS NEST ROAD ARTHURS POINT QUEENSTOWN 9371	Aib-24	Water Supply	Structures	Reservoir	2004	01/01/2004	$1,685,514.47	$1,685,514.47	$151,890.82	$1,837,405.29	Reinstatement	$1,837,405.29
Queenstown Lakes District Council	Queenstown Lakes District, Otago	10144782	10005510	4033	{B74C0D24-06EC-4EDC-8E19-B118A11D4AFD}	13 CROWS NEST ROAD ARTHURS POINT QUEENSTOWN 9371	Aib-24	Water Supply	Miscellaneous	Fire Hydrant			$4,356.83	$4,356.83	$392.62	$4,749.45	Reinstatement	$4,749.45
Queenstown Lakes District Council	Queenstown Lakes District, Otago	10146045	10005510	4030	{B74C0D24-06EC-4EDC-8E19-B118A11D4AFD}	13 CROWS NEST ROAD ARTHURS POINT QUEENSTOWN 9371	Aib-24	Water Supply	Miscellaneous	Valve Chamber	1900	02/01/1900	$6,338.60	$6,338.60	$571.21	$6,909.80	Reinstatement	$6,909.80
Queenstown Lakes District Council	Queenstown Lakes District, Otago	10146095	10005510	4031	{B74C0D24-06EC-4EDC-8E19-B118A11D4AFD}	13 CROWS NEST ROAD ARTHURS POINT QUEENSTOWN 9371	Aib-24	Water Supply	Miscellaneous	Valve Chamber	1900	02/01/1900	$6,338.60	$6,338.60	$571.21	$6,909.80	Reinstatement	$6,909.80
Queenstown Lakes District Council	Queenstown Lakes District, Otago	10146330	10005510	4032	{B74C0D24-06EC-4EDC-8E19-B118A11D4AFD}	13 CROWS NEST ROAD ARTHURS POINT QUEENSTOWN 9371	Aib-24	Water Supply	Miscellaneous	Valve Chamber	1900	02/01/1900	$6,338.60	$6,338.60	$571.21	$6,909.80	Reinstatement	$6,909.80
Queenstown Lakes District Council	Queenstown Lakes District, Otago	10146366	10005510	211025	{B74C0D24-06EC-4EDC-8E19-B118A11D4AFD}	13 CROWS NEST ROAD ARTHURS POINT QUEENSTOWN 9371	Aib-24	Water Supply	Miscellaneous	Fire Hydrant			$4,356.83	$4,356.83	$392.62	$4,749.45	Reinstatement	$4,749.45
Queenstown Lakes District Council	Queenstown Lakes District, Otago	10146303	10142554	3935	{5DEDF20F-21CC-4219-BFCC-1771FF6DC8FD}	700 MOKE LAKE ROAD BEN LOMOND QUEENSTOWN 9371	Aib-24	Sewerage	Structures	Well	2000	01/01/2000	$23,506.14	$23,506.14	$2,118.27	$25,624.41	Indemnity	$15,288.70
Queenstown Lakes District Council	Queenstown Lakes District, Otago	10146215	10142554	3934	{5DEDF20F-21CC-4219-BFCC-1771FF6DC8FD}	700 MOKE LAKE ROAD BEN LOMOND QUEENSTOWN 9371	Aib-24	Sewerage	Structures	Tank	2000	01/01/2000	$8,121.81	$8,121.81	$731.90	$8,853.71	Reinstatement	$8,853.71
Queenstown Lakes District Council	Queenstown Lakes District, Otago	10145180	10142554	3932	{5DEDF20F-21CC-4219-BFCC-1771FF6DC8FD}	700 MOKE LAKE ROAD BEN LOMOND QUEENSTOWN 9371	Aib-24	Sewerage	Miscellaneous	Access Road	2000	01/01/2000	$23,865.03	$23,865.03	$2,150.61	$26,015.64	Indemnity	$17,461.59
Queenstown Lakes District Council	Queenstown Lakes District, Otago	10144129	10142554	3933	{5DEDF20F-21CC-4219-BFCC-1771FF6DC8FD}	700 MOKE LAKE ROAD BEN LOMOND QUEENSTOWN 9371	Aib-24	Sewerage	Structures	Balance Tank	2000	01/01/2000	$8,121.81	$8,121.81	$731.90	$8,853.71	Reinstatement	$8,853.71
Queenstown Lakes District Council	Queenstown Lakes District, Otago	10144128	10142587	4145	{036A3D05-D9AB-460F-9DE6-565470B8F619}	GLENORCHY-QUEENSTOWN ROAD CLOSEBURN QUEENSTOWN 9371	Aib-24	Water Supply	Structures	Bore	1991	01/01/1991	$101,190.89	$101,190.89	$9,118.86	$110,309.75	Indemnity	$67,235.82
Queenstown Lakes District Council	Queenstown Lakes District, Otago	10144123	10142587	4149	{036A3D05-D9AB-460F-9DE6-565470B8F619}	GLENORCHY-QUEENSTOWN ROAD CLOSEBURN QUEENSTOWN 9371	Aib-24	Water Supply	Structures	Bore	1991	01/01/1991	$101,190.89	$101,190.89	$9,118.86	$110,309.75	Indemnity	$67,235.82
Queenstown Lakes District Council	Queenstown Lakes District, Otago	10144558	10005508	4048	{63031EA5-52EB-43AB-B0B8-1BB5B3456BFF}	SHIEL STREET GLENORCHY 9372	Aib-24	Water Supply	Miscellaneous	Fences	1991	01/01/1991	$598.72	$598.72	$53.95	$652.67	Reinstatement	$652.67
Queenstown Lakes District Council	Queenstown Lakes District, Otago	10145148	10005508	4052	{63031EA5-52EB-43AB-B0B8-1BB5B3456BFF}	SHIEL STREET GLENORCHY 9372	Aib-24	Water Supply	Structures	Reservoir	1991	01/01/1991	$30,455.22	$30,455.22	$2,744.48	$33,199.70	Reinstatement	$33,199.70
Queenstown Lakes District Council	Queenstown Lakes District, Otago	10145187	10005508	4049	{63031EA5-52EB-43AB-B0B8-1BB5B3456BFF}	SHIEL STREET GLENORCHY 9372	Aib-24	Water Supply	Miscellaneous	Access Road	1991	01/01/1991	$9,330.86	$9,330.86	$840.85	$10,171.72	Reinstatement	$10,171.72
Queenstown Lakes District Council	Queenstown Lakes District, Otago	10145138	10005508	4051	{63031EA5-52EB-43AB-B0B8-1BB5B3456BFF}	SHIEL STREET GLENORCHY 9372	Aib-24	Water Supply	Structures	Reservoir	1991	01/01/1991	$30,455.22	$30,455.22	$2,744.48	$33,199.70	Reinstatement	$33,199.70
Queenstown Lakes District Council	Queenstown Lakes District, Otago	10145132	10005508	4050	{63031EA5-52EB-43AB-B0B8-1BB5B3456BFF}	SHIEL STREET GLENORCHY 9372	Aib-24	Water Supply	Structures	Reservoir	1991	01/01/1991	$30,455.22	$30,455.22	$2,744.48	$33,199.70	Reinstatement	$33,199.70
Queenstown Lakes District Council	Queenstown Lakes District, Otago	10145949	10005508	4053	{63031EA5-52EB-43AB-B0B8-1BB5B3456BFF}	SHIEL STREET GLENORCHY 9372	Aib-24	Water Supply	Structures	Reservoir	1991	01/01/1991	$30,455.22	$30,455.22	$2,744.48	$33,199.70	Reinstatement	$33,199.70
Queenstown Lakes District Council	Queenstown Lakes District, Otago	10145538	10142608	3978	{EC813BBC-0598-4A04-85B0-910A34B3C69A}	4 SHOTOVER DELTA ROAD LOWER SHOTOVER QUEENSTOWN 9304	Aib-24	Sewerage	Miscellaneous	Pond	1987	01/01/1987	$3,066,677.95	$3,066,677.95	$276,354.93	$3,343,032.87	Reinstatement	$3,343,032.87
Queenstown Lakes District Council	Queenstown Lakes District, Otago	10144982	10142608	3975	{EC813BBC-0598-4A04-85B0-910A34B3C69A}	4 SHOTOVER DELTA ROAD LOWER SHOTOVER QUEENSTOWN 9304	Aib-24	Sewerage	Miscellaneous	Pond	1978	01/01/1978	$3,066,677.95	$3,066,677.95	$276,354.93	$3,343,032.87	Reinstatement	$3,343,032.87
Queenstown Lakes District Council	Queenstown Lakes District, Otago	10144983	10142608	3976	{EC813BBC-0598-4A04-85B0-910A34B3C69A}	4 SHOTOVER DELTA ROAD LOWER SHOTOVER QUEENSTOWN 9304	Aib-24	Sewerage	Miscellaneous	Pond	1978	01/01/1978	$3,066,677.95	$3,066,677.95	$276,354.93	$3,343,032.87	Reinstatement	$3,343,032.87
Queenstown Lakes District Council	Queenstown Lakes District, Otago	10144984	10142608	3977	{EC813BBC-0598-4A04-85B0-910A34B3C69A}	4 SHOTOVER DELTA ROAD LOWER SHOTOVER QUEENSTOWN 9304	Aib-24	Sewerage	Miscellaneous	Pond	1987	01/01/1987	$3,066,677.95	$3,066,677.95	$276,354.93	$3,343,032.87	Reinstatement	$3,343,032.87
Queenstown Lakes District Council	Queenstown Lakes District, Otago	10144566	10142608	3969	{EC813BBC-0598-4A04-85B0-910A34B3C69A}	4 SHOTOVER DELTA ROAD LOWER SHOTOVER QUEENSTOWN 9304	Aib-24	Sewerage	Miscellaneous	Fences	1985	01/01/1985	$198,234.65	$198,234.65	$17,864.00	$216,098.65	Reinstatement	$216,098.65
Queenstown Lakes District Council	Queenstown Lakes District, Otago	10144536	10142608	4136	{EC813BBC-0598-4A04-85B0-910A34B3C69A}	4 SHOTOVER DELTA ROAD LOWER SHOTOVER QUEENSTOWN 9304	Aib-24	Sewerage	Pipework	Pipework	1987	01/01/1987	$812,359.20	$812,359.20	$73,206.08	$885,565.28	Reinstatement	$885,565.28
Queenstown Lakes District Council	Queenstown Lakes District, Otago	10144573	10142608	216994	{EC813BBC-0598-4A04-85B0-910A34B3C69A}	4 SHOTOVER DELTA ROAD LOWER SHOTOVER QUEENSTOWN 9304	Aib-24	Sewerage	Miscellaneous	Fences	2009	01/01/2009	$3,389.90	$3,389.90	$305.48	$3,695.38	Reinstatement	$3,695.38
Queenstown Lakes District Council	Queenstown Lakes District, Otago	10144884	10142608	3970	{EC813BBC-0598-4A04-85B0-910A34B3C69A}	4 SHOTOVER DELTA ROAD LOWER SHOTOVER QUEENSTOWN 9304	Aib-24	Sewerage	Miscellaneous	Landscaping	1999	01/01/1999	$65,395.77	$65,395.77	$5,893.17	$71,288.94	Reinstatement	$71,288.94
Queenstown Lakes District Council	Queenstown Lakes District, Otago	10144037	10142608	3971	{EC813BBC-0598-4A04-85B0-910A34B3C69A}	4 SHOTOVER DELTA ROAD LOWER SHOTOVER QUEENSTOWN 9304	Aib-24	Sewerage	Miscellaneous	Irrigation System	1999	01/01/1999	$6,043.35	$6,043.35	$544.60	$6,587.94	Reinstatement	$6,587.94
Queenstown Lakes District Council	Queenstown Lakes District, Otago	10144257	10142608	3972	{EC813BBC-0598-4A04-85B0-910A34B3C69A}	4 SHOTOVER DELTA ROAD LOWER SHOTOVER QUEENSTOWN 9304	Aib-24	Sewerage	Miscellaneous	Drain/Discharge Chan	2003	01/01/2003	$66,757.88	$66,757.88	$6,015.91	$72,773.80	Reinstatement	$72,773.80
Queenstown Lakes District Council	Queenstown Lakes District, Otago	10146201	10142608	4137	{EC813BBC-0598-4A04-85B0-910A34B3C69A}	4 SHOTOVER DELTA ROAD LOWER SHOTOVER QUEENSTOWN 9304	Aib-24	Sewerage	Structures	Waveboard	1978	01/01/1978	$421,603.59	$421,603.59	$37,992.98	$459,596.57	Reinstatement	$459,596.57
Queenstown Lakes District Council	Queenstown Lakes District, Otago	10146221	10142608	4138	{EC813BBC-0598-4A04-85B0-910A34B3C69A}	4 SHOTOVER DELTA ROAD LOWER SHOTOVER QUEENSTOWN 9304	Aib-24	Sewerage	Structures	Waveboard	1987	01/01/1987	$421,603.59	$421,603.59	$37,992.98	$459,596.57	Reinstatement	$459,596.57
Queenstown Lakes District Council	Queenstown Lakes District, Otago	10144120	10142590	4015	{73B28147-EAB0-4E3A-9195-8603DCE61449}	RUTHERFORD ROAD RD 1 QUEENSTOWN 9371	Aib-24	Water Supply	Structures	Bore	2002	01/01/2002	$101,190.89	$101,190.89	$9,118.86	$110,309.75	Indemnity	$77,507.96
Queenstown Lakes District Council	Queenstown Lakes District, Otago	10144127	10142590	4014	{73B28147-EAB0-4E3A-9195-8603DCE61449}	RUTHERFORD ROAD RD 1 QUEENSTOWN 9371	Aib-24	Water Supply	Structures	Bore	2002	28/02/2002	$101,190.89	$101,190.89	$9,118.86	$110,309.75	Indemnity	$77,507.96
Queenstown Lakes District Council	Queenstown Lakes District, Otago	10144570	10142590	4016	{73B28147-EAB0-4E3A-9195-8603DCE61449}	RUTHERFORD ROAD RD 1 QUEENSTOWN 9371	Aib-24	Water Supply	Miscellaneous	Fences	2003	01/01/2003	$1,396.44	$1,396.44	$125.84	$1,522.28	Indemnity	$300.69
Queenstown Lakes District Council	Queenstown Lakes District, Otago	10146093	10142590	4019	{73B28147-EAB0-4E3A-9195-8603DCE61449}	RUTHERFORD ROAD RD 1 QUEENSTOWN 9371	Aib-24	Water Supply	Miscellaneous	Valve Chamber	2002	01/01/2002	$6,338.60	$6,338.60	$571.21	$6,909.80	Indemnity	$3,997.17
Queenstown Lakes District Council	Queenstown Lakes District, Otago	10146139	10142590	4018	{73B28147-EAB0-4E3A-9195-8603DCE61449}	RUTHERFORD ROAD RD 1 QUEENSTOWN 9371	Aib-24	Water Supply	Miscellaneous	Valve Chamber	2002	01/01/2002	$6,338.60	$6,338.60	$571.21	$6,909.80	Indemnity	$3,997.17
Queenstown Lakes District Council	Queenstown Lakes District, Otago	10146306	10142590	4017	{73B28147-EAB0-4E3A-9195-8603DCE61449}	RUTHERFORD ROAD RD 1 QUEENSTOWN 9371	Aib-24	Water Supply	Weir Structure	V Notch Weir	2002	01/01/2002	$3,935.20	$3,935.20	$354.62	$4,289.83	Indemnity	$317.76
Queenstown Lakes District Council	Queenstown Lakes District, Otago	10144886	10005509	4057	{8676A526-81E3-4CA9-ABD2-75193281F4D3}	903A LAKE HAYES-ARROW JUNCTION HIGHWAY RD 1 QUEENSTOWN 9371	Aib-24	Water Supply	Miscellaneous	Landscaping	2003	01/01/2003	$7,861.44	$7,861.44	$708.44	$8,569.88	Reinstatement	$8,569.88
Queenstown Lakes District Council	Queenstown Lakes District, Otago	10145139	10005509	4177	{8676A526-81E3-4CA9-ABD2-75193281F4D3}	903A LAKE HAYES-ARROW JUNCTION HIGHWAY RD 1 QUEENSTOWN 9371	Aib-24	Water Supply	Structures	Reservoir	2002	01/01/2002	$805,722.18	$805,722.18	$72,607.98	$878,330.16	Reinstatement	$878,330.16
Queenstown Lakes District Council	Queenstown Lakes District, Otago	10145188	10005509	4059	{8676A526-81E3-4CA9-ABD2-75193281F4D3}	903A LAKE HAYES-ARROW JUNCTION HIGHWAY RD 1 QUEENSTOWN 9371	Aib-24	Water Supply	Miscellaneous	Access Road	2003	01/01/2003	$9,330.86	$9,330.86	$840.85	$10,171.72	Reinstatement	$10,171.72
Queenstown Lakes District Council	Queenstown Lakes District, Otago	10144403	10005509	4058	{8676A526-81E3-4CA9-ABD2-75193281F4D3}	903A LAKE HAYES-ARROW JUNCTION HIGHWAY RD 1 QUEENSTOWN 9371	Aib-24	Water Supply	Miscellaneous	Overflow spillway	2003	01/01/2003	$16,926.87	$16,926.87	$1,525.37	$18,452.24	Reinstatement	$18,452.24
Queenstown Lakes District Council	Queenstown Lakes District, Otago	10144286	10142552	4118	{2190EC7C-4D3B-4B45-B25E-D60E29A287BC}	59 ARROWTOWN-LAKE HAYES ROAD RD 1 QUEENSTOWN 9371	Aib-24	Sewerage	Structures	Emergency Storage	1994	01/01/1994	$48,005.70	$48,005.70	$4,326.05	$52,331.75	Indemnity	$33,098.42
Queenstown Lakes District Council	Queenstown Lakes District, Otago	10144279	10142552	4119	{2190EC7C-4D3B-4B45-B25E-D60E29A287BC}	59 ARROWTOWN-LAKE HAYES ROAD RD 1 QUEENSTOWN 9371	Aib-24	Sewerage	Structures	Emergency Storage	1994	01/01/1994	$48,005.70	$48,005.70	$4,326.05	$52,331.75	Indemnity	$33,098.42
Queenstown Lakes District Council	Queenstown Lakes District, Otago	10144280	10142552	4117	{2190EC7C-4D3B-4B45-B25E-D60E29A287BC}	59 ARROWTOWN-LAKE HAYES ROAD RD 1 QUEENSTOWN 9371	Aib-24	Sewerage	Structures	Emergency Storage	1994	01/01/1994	$48,005.70	$48,005.70	$4,326.05	$52,331.75	Indemnity	$33,098.42
Queenstown Lakes District Council	Queenstown Lakes District, Otago	10144397	10142552	206977	{2190EC7C-4D3B-4B45-B25E-D60E29A287BC}	59 ARROWTOWN-LAKE HAYES ROAD RD 1 QUEENSTOWN 9371	Aib-24	Sewerage	Miscellaneous	Odour Control Unit	2000	01/01/2000	$135,780.59	$135,780.59	$12,235.92	$148,016.51	Indemnity	$10,120.70
Queenstown Lakes District Council	Queenstown Lakes District, Otago	10144995	10142552	4121	{2190EC7C-4D3B-4B45-B25E-D60E29A287BC}	59 ARROWTOWN-LAKE HAYES ROAD RD 1 QUEENSTOWN 9371	Aib-24	Sewerage	Structures	Manhole	1994	01/01/1994	$6,735.95	$6,735.95	$607.01	$7,342.96	Indemnity	$3,418.92
Queenstown Lakes District Council	Queenstown Lakes District, Otago	10145981	10142552	4122	{2190EC7C-4D3B-4B45-B25E-D60E29A287BC}	59 ARROWTOWN-LAKE HAYES ROAD RD 1 QUEENSTOWN 9371	Aib-24	Sewerage	Structures	Well	1994	01/01/1994	$261,095.36	$261,095.36	$23,528.71	$284,624.08	Indemnity	$150,430.61
Queenstown Lakes District Council	Queenstown Lakes District, Otago	10145670	10142552	4123	{2190EC7C-4D3B-4B45-B25E-D60E29A287BC}	59 ARROWTOWN-LAKE HAYES ROAD RD 1 QUEENSTOWN 9371	Aib-24	Sewerage	Miscellaneous	Valve Chamber	1994	01/01/1994	$6,338.60	$6,338.60	$571.21	$6,909.80	Indemnity	$3,948.42
Queenstown Lakes District Council	Queenstown Lakes District, Otago	10147377	10142552	3938	{2190EC7C-4D3B-4B45-B25E-D60E29A287BC}	59 ARROWTOWN-LAKE HAYES ROAD RD 1 QUEENSTOWN 9371	Aib-24	Sewerage	Miscellaneous	Odour Control Unit	2000	01/01/2000	$135,780.59	$135,780.59	$12,235.92	$148,016.51	Indemnity	$10,120.70
Queenstown Lakes District Council	Queenstown Lakes District, Otago	10145192	10142577	4115	{9936C7C0-C45B-4D68-A288-0AB32482126A}	LAKESIDE ROAD	Aib-24	Sewerage	Structures	Well	1974	01/01/1974	$46,468.49	$46,468.49	$4,187.53	$50,656.01	Indemnity	$18,540.60
Queenstown Lakes District Council	Queenstown Lakes District, Otago	10144358	10142577	4114	{9936C7C0-C45B-4D68-A288-0AB32482126A}	LAKESIDE ROAD	Aib-24	Sewerage	Miscellaneous	Flowmeter Chamber	1974	01/01/1974	$6,675.78	$6,675.78	$601.59	$7,277.37	Indemnity	$2,914.48
Queenstown Lakes District Council	Queenstown Lakes District, Otago	10144881	10142577	3936	{9936C7C0-C45B-4D68-A288-0AB32482126A}	LAKESIDE ROAD	Aib-24	Sewerage	Miscellaneous	Landscaping	1974	01/01/1974	$12,685.27	$12,685.27	$1,143.14	$13,828.40	Indemnity	$6,438.56
Queenstown Lakes District Council	Queenstown Lakes District, Otago	10144857	10142577	4116	{9936C7C0-C45B-4D68-A288-0AB32482126A}	LAKESIDE ROAD	Aib-24	Sewerage	Miscellaneous	Valve Chamber	1974	01/01/1974	$6,338.60	$6,338.60	$571.21	$6,909.80	Indemnity	$2,767.27
Queenstown Lakes District Council	Queenstown Lakes District, Otago	10144284	10142577	4113	{9936C7C0-C45B-4D68-A288-0AB32482126A}	LAKESIDE ROAD	Aib-24	Sewerage	Structures	Emergency Storage	1974	01/01/1974	$48,005.70	$48,005.70	$4,326.05	$52,331.75	Indemnity	$24,365.89
Queenstown Lakes District Council	Queenstown Lakes District, Otago	10147380	10142577	3937	{9936C7C0-C45B-4D68-A288-0AB32482126A}	LAKESIDE ROAD	Aib-24	Sewerage	Miscellaneous	Odour Control Unit	2003	01/01/2003	$234,580.69	$234,580.69	$21,139.33	$255,720.03	Indemnity	$50,512.15
Queenstown Lakes District Council	Queenstown Lakes District, Otago	10144032	10005506	4071	{EB1CA1D9-723D-42A6-8D0D-016D90DCFFF8}	WANAKA-MOUNT ASPIRING ROAD WANAKA 9382	Aib-24	Water Supply	Miscellaneous	Insulation Box	1990	01/01/1990	$3,696.48	$3,696.48	$333.11	$4,029.59	Reinstatement	$4,029.59
Queenstown Lakes District Council	Queenstown Lakes District, Otago	10144875	10005506	4203	{EB1CA1D9-723D-42A6-8D0D-016D90DCFFF8}	WANAKA-MOUNT ASPIRING ROAD WANAKA 9382	Aib-24	Water Supply	Miscellaneous	Valve Chamber	1990	01/01/1990	$6,338.60	$6,338.60	$571.21	$6,909.80	Reinstatement	$6,909.80
Queenstown Lakes District Council	Queenstown Lakes District, Otago	10144400	10005506	4200	{EB1CA1D9-723D-42A6-8D0D-016D90DCFFF8}	WANAKA-MOUNT ASPIRING ROAD WANAKA 9382	Aib-24	Water Supply	Miscellaneous	Overflow spillway	1990	01/01/1990	$13,287.66	$13,287.66	$1,197.42	$14,485.08	Reinstatement	$14,485.08
Queenstown Lakes District Council	Queenstown Lakes District, Otago	10145173	10005506	4072	{EB1CA1D9-723D-42A6-8D0D-016D90DCFFF8}	WANAKA-MOUNT ASPIRING ROAD WANAKA 9382	Aib-24	Water Supply	Structures	Reservoir	1990	01/01/1990	$1,399,459.63	$1,399,459.63	$126,112.87	$1,525,572.50	Reinstatement	$1,525,572.50
Queenstown Lakes District Council	Queenstown Lakes District, Otago	10146111	10005506	4201	{EB1CA1D9-723D-42A6-8D0D-016D90DCFFF8}	WANAKA-MOUNT ASPIRING ROAD WANAKA 9382	Aib-24	Water Supply	Miscellaneous	Valve Chamber	1990	01/01/1990	$6,338.60	$6,338.60	$571.21	$6,909.80	Reinstatement	$6,909.80
Queenstown Lakes District Council	Queenstown Lakes District, Otago	10145661	10005506	4202	{EB1CA1D9-723D-42A6-8D0D-016D90DCFFF8}	WANAKA-MOUNT ASPIRING ROAD WANAKA 9382	Aib-24	Water Supply	Miscellaneous	Valve Chamber	1990	01/01/1990	$6,338.60	$6,338.60	$571.21	$6,909.80	Reinstatement	$6,909.80
Queenstown Lakes District Council	Queenstown Lakes District, Otago	10145731	10142538	4209	{55E5F05B-DB4D-4B72-A89E-18C47BF9A71D}	APARTMENT E/54D SARGOOD DRIVE WANAKA 9305	Aib-24	Sewerage	Structures	Well	1986	01/01/1986	$142,300.75	$142,300.75	$12,823.49	$155,124.24	Indemnity	$67,080.16
Queenstown Lakes District Council	Queenstown Lakes District, Otago	10144277	10142538	4128	{55E5F05B-DB4D-4B72-A89E-18C47BF9A71D}	APARTMENT E/54D SARGOOD DRIVE WANAKA 9305	Aib-24	Sewerage	Structures	Emergency Storage	1986	01/01/1986	$48,005.70	$48,005.70	$4,326.05	$52,331.75	Indemnity	$29,682.09
Queenstown Lakes District Council	Queenstown Lakes District, Otago	10146231	10142538	4078	{55E5F05B-DB4D-4B72-A89E-18C47BF9A71D}	APARTMENT E/54D SARGOOD DRIVE WANAKA 9305	Aib-24	Sewerage	Miscellaneous	Valve Chamber	1986	01/01/1986	$6,338.60	$6,338.60	$571.21	$6,909.80	Indemnity	$3,363.47
Queenstown Lakes District Council	Queenstown Lakes District, Otago	10146296	10142539	4249	{0B658591-43FC-44ED-BDF7-7AC00D2567EF}	DUNGARVON STREET WANAKA 9305	Aib-24	Sewerage	Miscellaneous	Valve Chamber	1974	01/01/1974	$6,338.60	$6,338.60	$571.21	$6,909.80	Reinstatement	$6,909.80
Queenstown Lakes District Council	Queenstown Lakes District, Otago	10144398	10142539	4101	{0B658591-43FC-44ED-BDF7-7AC00D2567EF}	DUNGARVON STREET WANAKA 9305	Aib-24	Sewerage	Miscellaneous	Odour Control Unit	2001	01/01/2001	$166,986.98	$166,986.98	$15,048.10	$182,035.08	Reinstatement	$182,035.08
Queenstown Lakes District Council	Queenstown Lakes District, Otago	10145998	10142539	4247	{0B658591-43FC-44ED-BDF7-7AC00D2567EF}	DUNGARVON STREET WANAKA 9305	Aib-24	Sewerage	Structures	Surge Tank	1974	01/01/1974	$31,295.58	$31,295.58	$2,820.21	$34,115.79	Reinstatement	$34,115.79
Queenstown Lakes District Council	Queenstown Lakes District, Otago	10145748	10142539	4248	{0B658591-43FC-44ED-BDF7-7AC00D2567EF}	DUNGARVON STREET WANAKA 9305	Aib-24	Sewerage	Structures	Well	1974	01/01/1974	$290,929.97	$290,929.97	$26,217.27	$317,147.24	Reinstatement	$317,147.24
Queenstown Lakes District Council	Queenstown Lakes District, Otago	10146151	10142580	4251	{CBD06528-72E0-4678-BC4A-93B207D1B10E}	163 ARDMORE STREET WANAKA 9305	Aib-24	Sewerage	Structures	Well	1974	01/01/1974	$366,148.43	$366,148.43	$32,995.61	$399,144.04	Reinstatement	$399,144.04
Queenstown Lakes District Council	Queenstown Lakes District, Otago	10144359	10142580	4250	{CBD06528-72E0-4678-BC4A-93B207D1B10E}	163 ARDMORE STREET WANAKA 9305	Aib-24	Sewerage	Miscellaneous	Flowmeter Chamber	2000	01/01/2000	$6,675.78	$6,675.78	$601.59	$7,277.37	Reinstatement	$7,277.37
Queenstown Lakes District Council	Queenstown Lakes District, Otago	10144581	10142580	4102	{CBD06528-72E0-4678-BC4A-93B207D1B10E}	163 ARDMORE STREET WANAKA 9305	Aib-24	Sewerage	Miscellaneous	Flood Protection Bar	2004	01/01/2004	$15,740.81	$15,740.81	$1,418.49	$17,159.29	Reinstatement	$17,159.29
Queenstown Lakes District Council	Queenstown Lakes District, Otago	10144877	10142580	4103	{CBD06528-72E0-4678-BC4A-93B207D1B10E}	163 ARDMORE STREET WANAKA 9305	Aib-24	Sewerage	Miscellaneous	Landscaping	1974	01/01/1974	$12,685.27	$12,685.27	$1,143.14	$13,828.40	Reinstatement	$13,828.40
Queenstown Lakes District Council	Queenstown Lakes District, Otago	10146234	10142580	4252	{CBD06528-72E0-4678-BC4A-93B207D1B10E}	163 ARDMORE STREET WANAKA 9305	Aib-24	Sewerage	Miscellaneous	Valve Chamber	1974	01/01/1974	$6,338.60	$6,338.60	$571.21	$6,909.80	Reinstatement	$6,909.80
Queenstown Lakes District Council	Queenstown Lakes District, Otago	10146293	10005505	4196	{00F87ED9-8ED6-4173-9C62-F8ED3378342B}	PLANTATION ROAD WANAKA 9305	Aib-24	Water Supply	Miscellaneous	Valve Chamber	1980	01/01/1980	$6,338.60	$6,338.60	$571.21	$6,909.80	Reinstatement	$6,909.80
Queenstown Lakes District Council	Queenstown Lakes District, Otago	10144363	10005505	4194	{00F87ED9-8ED6-4173-9C62-F8ED3378342B}	PLANTATION ROAD WANAKA 9305	Aib-24	Water Supply	Miscellaneous	Flowmeter Chamber	2003	01/01/2003	$6,675.78	$6,675.78	$601.59	$7,277.37	Reinstatement	$7,277.37
Queenstown Lakes District Council	Queenstown Lakes District, Otago	10146195	10005505	4197	{00F87ED9-8ED6-4173-9C62-F8ED3378342B}	PLANTATION ROAD WANAKA 9305	Aib-24	Water Supply	Miscellaneous	Valve Chamber	2003	01/01/2003	$6,338.60	$6,338.60	$571.21	$6,909.80	Reinstatement	$6,909.80
Queenstown Lakes District Council	Queenstown Lakes District, Otago	10145962	10005505	4192	{00F87ED9-8ED6-4173-9C62-F8ED3378342B}	PLANTATION ROAD WANAKA 9305	Aib-24	Water Supply	Structures	Reservoir	1975	01/01/1975	$645,923.07	$645,923.07	$58,207.62	$704,130.69	Reinstatement	$704,130.69
Queenstown Lakes District Council	Queenstown Lakes District, Otago	10146015	10005505	4195	{00F87ED9-8ED6-4173-9C62-F8ED3378342B}	PLANTATION ROAD WANAKA 9305	Aib-24	Water Supply	Miscellaneous	Valve Chamber	1980	01/01/1980	$6,338.60	$6,338.60	$571.21	$6,909.80	Reinstatement	$6,909.80
Queenstown Lakes District Council	Queenstown Lakes District, Otago	10145944	10005505	4193	{00F87ED9-8ED6-4173-9C62-F8ED3378342B}	PLANTATION ROAD WANAKA 9305	Aib-24	Water Supply	Structures	Reservoir	1980	01/01/1980	$1,439,811.79	$1,439,811.79	$129,749.22	$1,569,561.01	Reinstatement	$1,569,561.01
Queenstown Lakes District Council	Queenstown Lakes District, Otago	10145009	10005505	4063	{00F87ED9-8ED6-4173-9C62-F8ED3378342B}	PLANTATION ROAD WANAKA 9305	Aib-24	Water Supply	Structures	Manhole	1980	01/01/1980	$6,735.95	$6,735.95	$607.01	$7,342.96	Reinstatement	$7,342.96
Queenstown Lakes District Council	Queenstown Lakes District, Otago	10144269	10142540	4213	{C8B1DF84-FB15-494B-84FD-6DEC465E0DF0}	26 GORDON ROAD WANAKA 9305	Aib-24	Sewerage	Structures	Emergency Storage	1985	01/01/1985	$48,005.70	$48,005.70	$4,326.05	$52,331.75	Indemnity	$29,239.07
Queenstown Lakes District Council	Queenstown Lakes District, Otago	10145969	10142540	4214	{C8B1DF84-FB15-494B-84FD-6DEC465E0DF0}	26 GORDON ROAD WANAKA 9305	Aib-24	Sewerage	Structures	Well	1985	01/01/1985	$86,609.99	$86,609.99	$7,804.89	$94,414.88	Indemnity	$46,730.18
Queenstown Lakes District Council	Queenstown Lakes District, Otago	10145629	10142540	4215	{C8B1DF84-FB15-494B-84FD-6DEC465E0DF0}	26 GORDON ROAD WANAKA 9305	Aib-24	Sewerage	Miscellaneous	Valve Chamber	1985	01/01/1985	$6,338.60	$6,338.60	$571.21	$6,909.80	Indemnity	$3,290.35
Queenstown Lakes District Council	Queenstown Lakes District, Otago	10145960	10005502	4171	{84C8126C-EBB5-4246-9907-805214BDAA39}	LAKE HAWEA-ALBERT TOWN ROAD RD 2 WANAKA 9382	Aib-24	Water Supply	Structures	Reservoir	1991	01/01/1991	$1,345,399.15	$1,345,399.15	$121,241.19	$1,466,640.34	Reinstatement	$1,466,640.34
Queenstown Lakes District Council	Queenstown Lakes District, Otago	10144268	10142605	3958	{EC72E8F5-5B35-4739-9F05-ACDDCBC6290A}	ALBERT TOWN-LAKE HAWEA ROAD ALBERT TOWN WANAKA 9382	Aib-24	Sewerage	Miscellaneous	Embankment	1989	01/01/1989	$77,298.60	$77,298.60	$6,965.79	$84,264.40	Indemnity	$48,685.66
Queenstown Lakes District Council	Queenstown Lakes District, Otago	10144572	10142605	3959	{EC72E8F5-5B35-4739-9F05-ACDDCBC6290A}	ALBERT TOWN-LAKE HAWEA ROAD ALBERT TOWN WANAKA 9382	Aib-24	Sewerage	Miscellaneous	Fences	1989	01/01/1989	$20,342.75	$20,342.75	$1,833.19	$22,175.94	Indemnity	$1,065.50
Queenstown Lakes District Council	Queenstown Lakes District, Otago	10144523	10142605	3965	{EC72E8F5-5B35-4739-9F05-ACDDCBC6290A}	ALBERT TOWN-LAKE HAWEA ROAD ALBERT TOWN WANAKA 9382	Aib-24	Sewerage	Pipework	Pipework	1989	01/01/1989	$14,160.80	$14,160.80	$1,276.11	$15,436.91	Indemnity	$5,717.32
Queenstown Lakes District Council	Queenstown Lakes District, Otago	10144551	10142605	3963	{EC72E8F5-5B35-4739-9F05-ACDDCBC6290A}	ALBERT TOWN-LAKE HAWEA ROAD ALBERT TOWN WANAKA 9382	Aib-24	Sewerage	Pipework	Pipework	1989	01/01/1989	$14,160.80	$14,160.80	$1,276.11	$15,436.91	Indemnity	$5,717.32
Queenstown Lakes District Council	Queenstown Lakes District, Otago	10144515	10142605	3962	{EC72E8F5-5B35-4739-9F05-ACDDCBC6290A}	ALBERT TOWN-LAKE HAWEA ROAD ALBERT TOWN WANAKA 9382	Aib-24	Sewerage	Pipework	Pipework	1989	01/01/1989	$14,160.80	$14,160.80	$1,276.11	$15,436.91	Indemnity	$5,717.32
Queenstown Lakes District Council	Queenstown Lakes District, Otago	10144487	10142605	3966	{EC72E8F5-5B35-4739-9F05-ACDDCBC6290A}	ALBERT TOWN-LAKE HAWEA ROAD ALBERT TOWN WANAKA 9382	Aib-24	Sewerage	Pipework	Pipework	1989	01/01/1989	$14,160.80	$14,160.80	$1,276.11	$15,436.91	Indemnity	$5,717.32
Queenstown Lakes District Council	Queenstown Lakes District, Otago	10146220	10142605	4131	{EC72E8F5-5B35-4739-9F05-ACDDCBC6290A}	ALBERT TOWN-LAKE HAWEA ROAD ALBERT TOWN WANAKA 9382	Aib-24	Sewerage	Structures	Waveboard	1989	01/01/1989	$296,444.91	$296,444.91	$26,714.25	$323,159.17	Indemnity	$86,175.01
Queenstown Lakes District Council	Queenstown Lakes District, Otago	10145341	10142605	3960	{EC72E8F5-5B35-4739-9F05-ACDDCBC6290A}	ALBERT TOWN-LAKE HAWEA ROAD ALBERT TOWN WANAKA 9382	Aib-24	Sewerage	Pipework	Pipework	1989	01/01/1989	$14,160.80	$14,160.80	$1,276.11	$15,436.91	Indemnity	$5,717.32
Queenstown Lakes District Council	Queenstown Lakes District, Otago	10145350	10142605	3961	{EC72E8F5-5B35-4739-9F05-ACDDCBC6290A}	ALBERT TOWN-LAKE HAWEA ROAD ALBERT TOWN WANAKA 9382	Aib-24	Sewerage	Pipework	Pipework	1989	01/01/1989	$14,160.80	$14,160.80	$1,276.11	$15,436.91	Indemnity	$5,717.32
Queenstown Lakes District Council	Queenstown Lakes District, Otago	10145355	10142605	3964	{EC72E8F5-5B35-4739-9F05-ACDDCBC6290A}	ALBERT TOWN-LAKE HAWEA ROAD ALBERT TOWN WANAKA 9382	Aib-24	Sewerage	Pipework	Pipework	1989	01/01/1989	$14,160.80	$14,160.80	$1,276.11	$15,436.91	Indemnity	$5,717.32
Queenstown Lakes District Council	Queenstown Lakes District, Otago	10144579	10142585	177243	{767761CE-6F02-4C52-82D7-98197697E501}	WANAKA-MOUNT ASPIRING ROAD WANAKA 9382	Aib-24	Water Supply	Structures	Foundation	2009	22/04/2009	$3,956.57	$3,956.57	$356.55	$4,313.11	Indemnity	$3,286.15
Queenstown Lakes District Council	Queenstown Lakes District, Otago	10144411	10142574	4230	{D1A87C22-9F13-4E01-99A9-9D546A1F1FC5}	126 ALISON AVENUE ALBERT TOWN WANAKA 9305	Aib-24	Sewerage	Miscellaneous	Overflow spillway	1989	01/01/1989	$6,734.07	$6,734.07	$606.84	$7,340.91	Indemnity	$3,520.17
Queenstown Lakes District Council	Queenstown Lakes District, Otago	10144283	10142574	4105	{D1A87C22-9F13-4E01-99A9-9D546A1F1FC5}	126 ALISON AVENUE ALBERT TOWN WANAKA 9305	Aib-24	Sewerage	Structures	Emergency Storage	1998	01/01/1998	$48,005.70	$48,005.70	$4,326.05	$52,331.75	Indemnity	$34,422.36
Queenstown Lakes District Council	Queenstown Lakes District, Otago	10146305	10142574	4107	{D1A87C22-9F13-4E01-99A9-9D546A1F1FC5}	126 ALISON AVENUE ALBERT TOWN WANAKA 9305	Aib-24	Sewerage	Miscellaneous	Valve Chamber	1989	01/01/1989	$6,338.60	$6,338.60	$571.21	$6,909.80	Indemnity	$3,582.83
Queenstown Lakes District Council	Queenstown Lakes District, Otago	10146830	10142641	221355	{F64CD052-0457-4E83-935B-E5DF01601346}	1128 WANAKA-MOUNT ASPIRING ROAD GLENDHU BAY WANAKA 9382	Aib-24	Water Supply	Structures	Well	2010	29/11/2010	$94,926.93	$94,926.93	$8,554.38	$103,481.31	Indemnity	$76,652.14
Queenstown Lakes District Council	Queenstown Lakes District, Otago	10144356	10142641	221395	{F64CD052-0457-4E83-935B-E5DF01601346}	1128 WANAKA-MOUNT ASPIRING ROAD GLENDHU BAY WANAKA 9382	Aib-24	Water Supply	Miscellaneous	Flowmeter Chamber	2010	29/11/2010	$6,675.78	$6,675.78	$601.59	$7,277.37	Indemnity	$5,390.60
Queenstown Lakes District Council	Queenstown Lakes District, Otago	10144288	10142575	4111	{7626DB93-6980-4CE5-AE08-3E6D0CBEE828}	76 ALISON AVENUE ALBERT TOWN WANAKA 9305	Aib-24	Sewerage	Structures	Emergency Storage	1998	01/01/1998	$48,005.70	$48,005.70	$4,326.05	$52,331.75	Indemnity	$34,422.36
Queenstown Lakes District Council	Queenstown Lakes District, Otago	10144410	10142576	4109	{DED59DCD-261A-4581-BEAA-12D52DDA3AD6}	KINGSTON STREET	Aib-24	Sewerage	Miscellaneous	Overflow spillway	1989	01/01/1989	$6,734.07	$6,734.07	$606.84	$7,340.91	Indemnity	$3,520.17
Queenstown Lakes District Council	Queenstown Lakes District, Otago	10144271	10142576	4108	{DED59DCD-261A-4581-BEAA-12D52DDA3AD6}	KINGSTON STREET	Aib-24	Sewerage	Structures	Emergency Storage	1998	01/01/1998	$48,005.70	$48,005.70	$4,326.05	$52,331.75	Indemnity	$34,422.36
Queenstown Lakes District Council	Queenstown Lakes District, Otago	10146149	10142576	4110	{DED59DCD-261A-4581-BEAA-12D52DDA3AD6}	KINGSTON STREET	Aib-24	Sewerage	Structures	Well	1989	01/01/1989	$77,208.43	$77,208.43	$6,957.67	$84,166.10	Indemnity	$39,428.81
Queenstown Lakes District Council	Queenstown Lakes District, Otago	10146128	10142570	4217	{283346DB-8540-479B-98EA-91BF99CFB657}	HAWEA ESPLANADE	Aib-24	Sewerage	Structures	Well	1988	01/01/1988	$77,208.43	$77,208.43	$6,957.67	$84,166.10	Indemnity	$38,417.82
Queenstown Lakes District Council	Queenstown Lakes District, Otago	10146200	10142570	4218	{283346DB-8540-479B-98EA-91BF99CFB657}	HAWEA ESPLANADE	Aib-24	Sewerage	Miscellaneous	Valve Chamber	1988	01/01/1988	$6,338.60	$6,338.60	$571.21	$6,909.80	Indemnity	$3,509.71
Queenstown Lakes District Council	Queenstown Lakes District, Otago	10144287	10142570	4216	{283346DB-8540-479B-98EA-91BF99CFB657}	HAWEA ESPLANADE	Aib-24	Sewerage	Structures	Emergency Storage	1988	01/01/1988	$48,005.70	$48,005.70	$4,326.05	$52,331.75	Indemnity	$30,568.12
Queenstown Lakes District Council	Queenstown Lakes District, Otago	10146284	10142570	4081	{283346DB-8540-479B-98EA-91BF99CFB657}	HAWEA ESPLANADE	Aib-24	Sewerage	Structures	Tank	1988	01/01/1988	$8,121.81	$8,121.81	$731.90	$8,853.71	Reinstatement	$8,853.71
Queenstown Lakes District Council	Queenstown Lakes District, Otago	10146289	10142569	4221	{201B972B-7B33-4F90-B798-F691FB77F6A7}	LAKEVIEW TERRACE RD 2 WANAKA 9382	Aib-24	Sewerage	Miscellaneous	Valve Chamber	1988	01/01/1988	$6,338.60	$6,338.60	$571.21	$6,909.80	Indemnity	$3,509.71
Queenstown Lakes District Council	Queenstown Lakes District, Otago	10144278	10142569	4219	{201B972B-7B33-4F90-B798-F691FB77F6A7}	LAKEVIEW TERRACE RD 2 WANAKA 9382	Aib-24	Sewerage	Structures	Emergency Storage	1988	01/01/1988	$48,005.70	$48,005.70	$4,326.05	$52,331.75	Indemnity	$30,568.12
Queenstown Lakes District Council	Queenstown Lakes District, Otago	10145997	10142569	4082	{201B972B-7B33-4F90-B798-F691FB77F6A7}	LAKEVIEW TERRACE RD 2 WANAKA 9382	Aib-24	Sewerage	Structures	Tank	1988	01/01/1988	$8,121.81	$8,121.81	$731.90	$8,853.71	Reinstatement	$8,853.71
Queenstown Lakes District Council	Queenstown Lakes District, Otago	10145193	10142569	4220	{201B972B-7B33-4F90-B798-F691FB77F6A7}	LAKEVIEW TERRACE RD 2 WANAKA 9382	Aib-24	Sewerage	Structures	Well	1988	01/01/1988	$77,208.43	$77,208.43	$6,957.67	$84,166.10	Indemnity	$38,417.82
Queenstown Lakes District Council	Queenstown Lakes District, Otago	10144583	10142609	4075	{E418C03F-E51F-4F64-BCDB-3076A1CA7AD1}	#N/A	Aib-24	Water Supply	Misc	Fire System	2004	01/01/2004	$8,263.93	$8,263.93	$744.71	$9,008.64	Indemnity	$1,847.91
Queenstown Lakes District Council	Queenstown Lakes District, Otago	10144655	10142581	4005	{CBD8C761-31C7-44E6-9896-6FCD77CC7C54}	MAKARORA-LAKE HAWEA ROAD MAKARORA WANAKA 9382	Aib-24	Water Supply	Pipework	Pipework	1991	01/01/1991	$129,061.39	$129,061.39	$11,630.42	$140,691.80	Indemnity	$59,551.56
Queenstown Lakes District Council	Queenstown Lakes District, Otago	10146286	10115353	4187	{2D3FFBC7-C77D-428F-820C-9B0B5CB0AE1A}	VANCOUVER DRIVE QUEENSTOWN 9300	Aib-24	Water Supply	Miscellaneous	Valve Chamber	1989	01/01/1989	$6,338.60	$6,338.60	$571.21	$6,909.80	Reinstatement	$6,909.80
Queenstown Lakes District Council	Queenstown Lakes District, Otago	10142881		306719	#N/A	#N/A	Aib-24	Water Supply	Electrical Equipment		1970	01/01/1970	$71,516.12	$71,516.12	$6,444.70	$77,960.82	reinstatement	$77,960.82
Queenstown Lakes District Council	Queenstown Lakes District, Otago	10142882		306720	#N/A	#N/A	Aib-24	Water Supply	Electrical Equipment		1970	01/01/1970	$71,516.12	$71,516.12	$6,444.70	$77,960.82	reinstatement	$77,960.82
Queenstown Lakes District Council	Queenstown Lakes District, Otago	10142883		306721	#N/A	#N/A	Aib-24	Water Supply	Electrical Equipment		1970	01/01/1970	$71,516.12	$71,516.12	$6,444.70	$77,960.82	reinstatement	$77,960.82
Queenstown Lakes District Council	Queenstown Lakes District, Otago	10142884		306722	#N/A	#N/A	Aib-24	Water Supply	Electrical Equipment		1970	01/01/1970	$71,516.12	$71,516.12	$6,444.70	$77,960.82	reinstatement	$77,960.82
Queenstown Lakes District Council	Queenstown Lakes District, Otago	10142885		306723	#N/A	#N/A	Aib-24	Water Supply	Electrical Equipment		1970	01/01/1970	$71,516.12	$71,516.12	$6,444.70	$77,960.82	reinstatement	$77,960.82
Queenstown Lakes District Council	Queenstown Lakes District, Otago	10142886		306729	#N/A	#N/A	Aib-24	Water Supply	Electrical Equipment		1970	01/01/1970	$71,516.12	$71,516.12	$6,444.70	$77,960.82	reinstatement	$77,960.82
Queenstown Lakes District Council	Queenstown Lakes District, Otago	10142887		306733	#N/A	#N/A	Aib-24	Water Supply	Electrical Equipment		1970	01/01/1970	$71,516.12	$71,516.12	$6,444.70	$77,960.82	reinstatement	$77,960.82
Queenstown Lakes District Council	Queenstown Lakes District, Otago	10142703		306717	#N/A	#N/A	Aib-24	Water Supply	Electrical Equipment		1970	01/01/1970	$71,516.12	$71,516.12	$6,444.70	$77,960.82	reinstatement	$77,960.82
Queenstown Lakes District Council	Queenstown Lakes District, Otago	10142704		306718	#N/A	#N/A	Aib-24	Water Supply	Electrical Equipment		1970	01/01/1970	$71,516.12	$71,516.12	$6,444.70	$77,960.82	reinstatement	$77,960.82
Queenstown Lakes District Council	Queenstown Lakes District, Otago	10142705		306724	#N/A	#N/A	Aib-24	Water Supply	Electrical Equipment		1970	01/01/1970	$71,516.12	$71,516.12	$6,444.70	$77,960.82	reinstatement	$77,960.82
Queenstown Lakes District Council	Queenstown Lakes District, Otago	10142706		306725	#N/A	#N/A	Aib-24	Water Supply	Electrical Equipment		1970	01/01/1970	$71,516.12	$71,516.12	$6,444.70	$77,960.82	reinstatement	$77,960.82
Queenstown Lakes District Council	Queenstown Lakes District, Otago	10142707		306726	#N/A	#N/A	Aib-24	Water Supply	Electrical Equipment		1970	01/01/1970	$71,516.12	$71,516.12	$6,444.70	$77,960.82	reinstatement	$77,960.82
Queenstown Lakes District Council	Queenstown Lakes District, Otago	10142708		306727	#N/A	#N/A	Aib-24	Water Supply	Electrical Equipment		1970	01/01/1970	$71,516.12	$71,516.12	$6,444.70	$77,960.82	reinstatement	$77,960.82
Queenstown Lakes District Council	Queenstown Lakes District, Otago	10142709		306728	#N/A	#N/A	Aib-24	Water Supply	Electrical Equipment		1970	01/01/1970	$71,516.12	$71,516.12	$6,444.70	$77,960.82	reinstatement	$77,960.82
Queenstown Lakes District Council	Queenstown Lakes District, Otago	10142710		306730	#N/A	#N/A	Aib-24	Water Supply	Electrical Equipment		1970	01/01/1970	$71,516.12	$71,516.12	$6,444.70	$77,960.82	reinstatement	$77,960.82
Queenstown Lakes District Council	Queenstown Lakes District, Otago	10142711		306731	#N/A	#N/A	Aib-24	Water Supply	Electrical Equipment		1970	01/01/1970	$71,516.12	$71,516.12	$6,444.70	$77,960.82	reinstatement	$77,960.82
Queenstown Lakes District Council	Queenstown Lakes District, Otago	10142712		306732	#N/A	#N/A	Aib-24	Water Supply	Electrical Equipment		1970	01/01/1970	$71,516.12	$71,516.12	$6,444.70	$77,960.82	reinstatement	$77,960.82
Queenstown Lakes District Council	Queenstown Lakes District, Otago	10142713		306734	#N/A	#N/A	Aib-24	Water Supply	Electrical Equipment		1970	01/01/1970	$71,516.12	$71,516.12	$6,444.70	$77,960.82	reinstatement	$77,960.82
Queenstown Lakes District Council	Queenstown Lakes District, Otago	10142880		267390	#N/A	#N/A	Aib-24	Water Supply	Electrical Equipment		2015	01/02/2015	$71,516.12	$71,516.12	$6,444.70	$77,960.82	reinstatement	$77,960.82
Queenstown Lakes District Council	Queenstown Lakes District, Otago	10142908	10142715	999001	{465BBA9D-A72B-4141-95A1-6042907D1F05}	224 MCDONNELL ROAD RD 1 QUEENSTOWN 9371	Aib-24	Sewerage	TPBS Valves	Valve	2018	01/07/2018	$4,216.28	$4,216.28	$379.95	$4,596.23	Indemnity	$3,676.95
Queenstown Lakes District Council	Queenstown Lakes District, Otago	10142909	10142715	999002	{465BBA9D-A72B-4141-95A1-6042907D1F05}	224 MCDONNELL ROAD RD 1 QUEENSTOWN 9371	Aib-24	Sewerage	Pipework	Pipework	2018	01/07/2018	$351.36	$351.36	$31.66	$383.02	Indemnity	$299.60
Queenstown Lakes District Council	Queenstown Lakes District, Otago	10142910	10142715	999003	{465BBA9D-A72B-4141-95A1-6042907D1F05}	224 MCDONNELL ROAD RD 1 QUEENSTOWN 9371	Aib-24	Sewerage	Pipework	Pipework	2018	01/07/2018	$351.36	$351.36	$31.66	$383.02	Indemnity	$299.60
Queenstown Lakes District Council	Queenstown Lakes District, Otago	10142911	10142715	999004	{465BBA9D-A72B-4141-95A1-6042907D1F05}	224 MCDONNELL ROAD RD 1 QUEENSTOWN 9371	Aib-24	Sewerage	Pipework	Pipework	2018	01/07/2018	$351.36	$351.36	$31.66	$383.02	Indemnity	$299.60
Queenstown Lakes District Council	Queenstown Lakes District, Otago	10142912	10142715	999005	{465BBA9D-A72B-4141-95A1-6042907D1F05}	224 MCDONNELL ROAD RD 1 QUEENSTOWN 9371	Aib-24	Sewerage	Pipework	Pipework	2018	01/07/2018	$351.36	$351.36	$31.66	$383.02	Indemnity	$299.60
Queenstown Lakes District Council	Queenstown Lakes District, Otago	10142913	10142715	999006	{465BBA9D-A72B-4141-95A1-6042907D1F05}	224 MCDONNELL ROAD RD 1 QUEENSTOWN 9371	Aib-24	Sewerage	Structures	Chamber	2018	01/07/2018	$3,513.57	$3,513.57	$316.63	$3,830.20	Indemnity	$3,064.13
Queenstown Lakes District Council	Queenstown Lakes District, Otago	10142914	10142715	999007	{465BBA9D-A72B-4141-95A1-6042907D1F05}	224 MCDONNELL ROAD RD 1 QUEENSTOWN 9371	Aib-24	Sewerage	Structures	Chamber Lid	2018	01/07/2018	$1,257.87	$1,257.87	$113.35	$1,371.22	Indemnity	$853.20
Queenstown Lakes District Council	Queenstown Lakes District, Otago	10142915	10142715	999008	{465BBA9D-A72B-4141-95A1-6042907D1F05}	224 MCDONNELL ROAD RD 1 QUEENSTOWN 9371	Aib-24	Sewerage	Pipework	Pipework	2018	01/07/2018	$351.36	$351.36	$31.66	$383.02	Indemnity	$299.60
Queenstown Lakes District Council	Queenstown Lakes District, Otago	10142916	10142715	999009	{465BBA9D-A72B-4141-95A1-6042907D1F05}	224 MCDONNELL ROAD RD 1 QUEENSTOWN 9371	Aib-24	Sewerage	Pipework	Pipes and Fittings	2018	01/07/2018	$351.36	$351.36	$31.66	$383.02	Indemnity	$301.18
Queenstown Lakes District Council	Queenstown Lakes District, Otago	10142917	10142715	999010	{465BBA9D-A72B-4141-95A1-6042907D1F05}	224 MCDONNELL ROAD RD 1 QUEENSTOWN 9371	Aib-24	Sewerage	Pipework	Pipework	2018	01/07/2018	$351.36	$351.36	$31.66	$383.02	Indemnity	$299.60
Queenstown Lakes District Council	Queenstown Lakes District, Otago	10142918	10142715	999011	{465BBA9D-A72B-4141-95A1-6042907D1F05}	224 MCDONNELL ROAD RD 1 QUEENSTOWN 9371	Aib-24	Sewerage	Flow Meter	Flowmeter	2018	01/07/2018	$2,529.78	$2,529.78	$227.97	$2,757.75	Indemnity	$1,715.92
Queenstown Lakes District Council	Queenstown Lakes District, Otago	10142919	10142715	999012	{465BBA9D-A72B-4141-95A1-6042907D1F05}	224 MCDONNELL ROAD RD 1 QUEENSTOWN 9371	Aib-24	Sewerage	Miscellaneous	Flowmeter Chamber	2018	01/07/2018	$6,675.78	$6,675.78	$601.59	$7,277.37	Indemnity	$6,006.67
Queenstown Lakes District Council	Queenstown Lakes District, Otago	10142920	10142715	999013	{465BBA9D-A72B-4141-95A1-6042907D1F05}	224 MCDONNELL ROAD RD 1 QUEENSTOWN 9371	Aib-24	Sewerage	Miscellaneous	Flowmeter Chamber	2018	01/07/2018	$6,675.78	$6,675.78	$601.59	$7,277.37	Indemnity	$6,006.67
Queenstown Lakes District Council	Queenstown Lakes District, Otago	10142921	10142715	999014	{465BBA9D-A72B-4141-95A1-6042907D1F05}	224 MCDONNELL ROAD RD 1 QUEENSTOWN 9371	Aib-24	Sewerage	Pipework	Pipes and Fittings	2018	01/07/2018	$351.36	$351.36	$31.66	$383.02	Indemnity	$301.18
Queenstown Lakes District Council	Queenstown Lakes District, Otago	10142922	10142715	999015	{465BBA9D-A72B-4141-95A1-6042907D1F05}	224 MCDONNELL ROAD RD 1 QUEENSTOWN 9371	Aib-24	Sewerage	Pipework	Pipework	2018	01/07/2018	$351.36	$351.36	$31.66	$383.02	Indemnity	$299.60
Queenstown Lakes District Council	Queenstown Lakes District, Otago	10142923	10142715	999016	{465BBA9D-A72B-4141-95A1-6042907D1F05}	224 MCDONNELL ROAD RD 1 QUEENSTOWN 9371	Aib-24	Sewerage	TPBS Valves	Valve	2018	01/07/2018	$4,216.28	$4,216.28	$379.95	$4,596.23	Indemnity	$3,676.95
Queenstown Lakes District Council	Queenstown Lakes District, Otago	10142924	10142715	999017	{465BBA9D-A72B-4141-95A1-6042907D1F05}	224 MCDONNELL ROAD RD 1 QUEENSTOWN 9371	Aib-24	Sewerage	Pipework	Pipes and Fittings	2018	01/07/2018	$351.36	$351.36	$31.66	$383.02	Indemnity	$301.18
Queenstown Lakes District Council	Queenstown Lakes District, Otago	10142925	10142715	999018	{465BBA9D-A72B-4141-95A1-6042907D1F05}	224 MCDONNELL ROAD RD 1 QUEENSTOWN 9371	Aib-24	Sewerage	Pipework	Pipework	2018	01/07/2018	$351.36	$351.36	$31.66	$383.02	Indemnity	$299.60
Queenstown Lakes District Council	Queenstown Lakes District, Otago	10142926	10142715	999019	{465BBA9D-A72B-4141-95A1-6042907D1F05}	224 MCDONNELL ROAD RD 1 QUEENSTOWN 9371	Aib-24	Sewerage	TPBS Valves	Valve	2018	01/07/2018	$4,216.28	$4,216.28	$379.95	$4,596.23	Indemnity	$3,676.95
Queenstown Lakes District Council	Queenstown Lakes District, Otago	10142927	10142715	999020	{465BBA9D-A72B-4141-95A1-6042907D1F05}	224 MCDONNELL ROAD RD 1 QUEENSTOWN 9371	Aib-24	Sewerage	Pipework	Pipework	2018	01/07/2018	$351.36	$351.36	$31.66	$383.02	Indemnity	$299.60
Queenstown Lakes District Council	Queenstown Lakes District, Otago	10142928	10142715	999021	{465BBA9D-A72B-4141-95A1-6042907D1F05}	224 MCDONNELL ROAD RD 1 QUEENSTOWN 9371	Aib-24	Sewerage	Miscellaneous	Valve Chamber	2018	01/07/2018	$4,497.37	$4,497.37	$405.28	$4,902.66	Indemnity	$4,046.60
Queenstown Lakes District Council	Queenstown Lakes District, Otago	10142929	10142715	999022	{465BBA9D-A72B-4141-95A1-6042907D1F05}	224 MCDONNELL ROAD RD 1 QUEENSTOWN 9371	Aib-24	Sewerage	Miscellaneous	Valve Chamber	2018	01/07/2018	$4,497.37	$4,497.37	$405.28	$4,902.66	Indemnity	$4,046.60
Queenstown Lakes District Council	Queenstown Lakes District, Otago	10142930	10142715	999023	{465BBA9D-A72B-4141-95A1-6042907D1F05}	224 MCDONNELL ROAD RD 1 QUEENSTOWN 9371	Aib-24	Sewerage	Pipework	Pipes and Fittings	2018	01/07/2018	$351.36	$351.36	$31.66	$383.02	Indemnity	$301.18
Queenstown Lakes District Council	Queenstown Lakes District, Otago	10142931	10142715	999024	{465BBA9D-A72B-4141-95A1-6042907D1F05}	224 MCDONNELL ROAD RD 1 QUEENSTOWN 9371	Aib-24	Sewerage	Pipework	Pipework	2018	01/07/2018	$351.36	$351.36	$31.66	$383.02	Indemnity	$299.60
Queenstown Lakes District Council	Queenstown Lakes District, Otago	10142932	10142715	999025	{465BBA9D-A72B-4141-95A1-6042907D1F05}	224 MCDONNELL ROAD RD 1 QUEENSTOWN 9371	Aib-24	Sewerage	Pipework	Pipework	2018	01/07/2018	$351.36	$351.36	$31.66	$383.02	Indemnity	$299.60
Queenstown Lakes District Council	Queenstown Lakes District, Otago	10142933	10142715	999026	{465BBA9D-A72B-4141-95A1-6042907D1F05}	224 MCDONNELL ROAD RD 1 QUEENSTOWN 9371	Aib-24	Sewerage	Pumps	Pump	2018	01/07/2018	$12,367.78	$12,367.78	$1,114.53	$13,482.31	Indemnity	$8,388.92
Queenstown Lakes District Council	Queenstown Lakes District, Otago	10142934	10142715	999027	{465BBA9D-A72B-4141-95A1-6042907D1F05}	224 MCDONNELL ROAD RD 1 QUEENSTOWN 9371	Aib-24	Sewerage	Pumps	Pump	2018	01/07/2018	$12,367.78	$12,367.78	$1,114.53	$13,482.31	Indemnity	$8,388.92
Queenstown Lakes District Council	Queenstown Lakes District, Otago	10142935	10142715	999028	{465BBA9D-A72B-4141-95A1-6042907D1F05}	224 MCDONNELL ROAD RD 1 QUEENSTOWN 9371	Aib-24	Sewerage	Miscellaneous	Pump Chamber	2018	01/07/2018	$5,340.63	$5,340.63	$481.27	$5,821.91	Indemnity	$4,755.39
Queenstown Lakes District Council	Queenstown Lakes District, Otago	10142936	10142715	999029	{465BBA9D-A72B-4141-95A1-6042907D1F05}	224 MCDONNELL ROAD RD 1 QUEENSTOWN 9371	Aib-24	Sewerage	Pipework	Pipes and Fittings	2018	01/07/2018	$351.36	$351.36	$31.66	$383.02	Indemnity	$301.18
Queenstown Lakes District Council	Queenstown Lakes District, Otago	10142937	10142715	999030	{465BBA9D-A72B-4141-95A1-6042907D1F05}	224 MCDONNELL ROAD RD 1 QUEENSTOWN 9371	Aib-24	Sewerage	Pipework	Pipework	2018	01/07/2018	$351.36	$351.36	$31.66	$383.02	Indemnity	$299.60
Queenstown Lakes District Council	Queenstown Lakes District, Otago	10142938	10142715	999031	{465BBA9D-A72B-4141-95A1-6042907D1F05}	224 MCDONNELL ROAD RD 1 QUEENSTOWN 9371	Aib-24	Sewerage	TPBS Valves	Valve	2018	01/07/2018	$4,216.28	$4,216.28	$379.95	$4,596.23	Indemnity	$3,676.95
Queenstown Lakes District Council	Queenstown Lakes District, Otago	10142939	10142715	999032	{465BBA9D-A72B-4141-95A1-6042907D1F05}	224 MCDONNELL ROAD RD 1 QUEENSTOWN 9371	Aib-24	Sewerage	Pipework	Pipework	2018	01/07/2018	$351.36	$351.36	$31.66	$383.02	Indemnity	$299.60
Queenstown Lakes District Council	Queenstown Lakes District, Otago	10142940	10142715	999033	{465BBA9D-A72B-4141-95A1-6042907D1F05}	224 MCDONNELL ROAD RD 1 QUEENSTOWN 9371	Aib-24	Sewerage	Miscellaneous	Pump Chamber	2018	01/07/2018	$5,340.63	$5,340.63	$481.27	$5,821.91	Indemnity	$4,755.39
Queenstown Lakes District Council	Queenstown Lakes District, Otago	10142941	10142715	999034	{465BBA9D-A72B-4141-95A1-6042907D1F05}	224 MCDONNELL ROAD RD 1 QUEENSTOWN 9371	Aib-24	Sewerage	Miscellaneous	Pump Chamber	2018	01/07/2018	$5,340.63	$5,340.63	$481.27	$5,821.91	Indemnity	$4,755.39
Queenstown Lakes District Council	Queenstown Lakes District, Otago	10142942	10142715	999035	{465BBA9D-A72B-4141-95A1-6042907D1F05}	224 MCDONNELL ROAD RD 1 QUEENSTOWN 9371	Aib-24	Sewerage	Pipework	Pipes and Fittings	2018	01/07/2018	$351.36	$351.36	$31.66	$383.02	Indemnity	$301.18
Queenstown Lakes District Council	Queenstown Lakes District, Otago	10142943	10142715	999036	{465BBA9D-A72B-4141-95A1-6042907D1F05}	224 MCDONNELL ROAD RD 1 QUEENSTOWN 9371	Aib-24	Sewerage	Structures	Emergency Storage	2018	01/07/2018	$7,027.14	$7,027.14	$633.25	$7,660.39	Indemnity	$6,416.34
Queenstown Lakes District Council	Queenstown Lakes District, Otago	10142944	10142715	999037	{465BBA9D-A72B-4141-95A1-6042907D1F05}	224 MCDONNELL ROAD RD 1 QUEENSTOWN 9371	Aib-24	Sewerage	Structures	Emergency Storage	2018	01/07/2018	$7,027.14	$7,027.14	$633.25	$7,660.39	Indemnity	$6,416.34
Queenstown Lakes District Council	Queenstown Lakes District, Otago	10142945	10142715	999038	{465BBA9D-A72B-4141-95A1-6042907D1F05}	224 MCDONNELL ROAD RD 1 QUEENSTOWN 9371	Aib-24	Sewerage	Structures	Emergency Storage	2018	01/07/2018	$7,027.14	$7,027.14	$633.25	$7,660.39	Indemnity	$6,416.34
Queenstown Lakes District Council	Queenstown Lakes District, Otago	10142946	10142715	999039	{465BBA9D-A72B-4141-95A1-6042907D1F05}	224 MCDONNELL ROAD RD 1 QUEENSTOWN 9371	Aib-24	Sewerage	Structures	Emergency Storage	2018	01/07/2018	$2,529.78	$2,529.78	$227.97	$2,757.75	Indemnity	$2,309.89
Queenstown Lakes District Council	Queenstown Lakes District, Otago	10142947	10142715	999040	{465BBA9D-A72B-4141-95A1-6042907D1F05}	224 MCDONNELL ROAD RD 1 QUEENSTOWN 9371	Aib-24	Sewerage	Structures	Emergency Storage	2018	01/07/2018	$2,529.78	$2,529.78	$227.97	$2,757.75	Indemnity	$2,309.89
Queenstown Lakes District Council	Queenstown Lakes District, Otago	10142948	10142715	999041	{465BBA9D-A72B-4141-95A1-6042907D1F05}	224 MCDONNELL ROAD RD 1 QUEENSTOWN 9371	Aib-24	Sewerage	Miscellaneous	Odour Control Unit	2018	01/07/2018	$39,352.01	$39,352.01	$3,546.22	$42,898.23	Indemnity	$26,691.99
Queenstown Lakes District Council	Queenstown Lakes District, Otago	10142949	10142715	999042	{465BBA9D-A72B-4141-95A1-6042907D1F05}	224 MCDONNELL ROAD RD 1 QUEENSTOWN 9371	Aib-24	Sewerage	Backflow Device	Backflow Preventor	2018	01/07/2018	$6,043.35	$6,043.35	$544.60	$6,587.94	Indemnity	$5,019.34
Queenstown Lakes District Council	Queenstown Lakes District, Otago	10142950	10142715	999043	{465BBA9D-A72B-4141-95A1-6042907D1F05}	224 MCDONNELL ROAD RD 1 QUEENSTOWN 9371	Aib-24	Sewerage	Electrical Equipment	Switchboard	2018	01/07/2018	$40,054.73	$40,054.73	$3,609.55	$43,664.28	Indemnity	$30,782.21
Queenstown Lakes District Council	Queenstown Lakes District, Otago	10142951	10142715	999044	{465BBA9D-A72B-4141-95A1-6042907D1F05}	224 MCDONNELL ROAD RD 1 QUEENSTOWN 9371	Aib-24	Sewerage	Electrical Equipment	Soft Starter	2018	01/07/2018	$2,529.78	$2,529.78	$227.97	$2,757.75	Indemnity	$1,319.94
Queenstown Lakes District Council	Queenstown Lakes District, Otago	10142952	10142715	999045	{465BBA9D-A72B-4141-95A1-6042907D1F05}	224 MCDONNELL ROAD RD 1 QUEENSTOWN 9371	Aib-24	Sewerage	Electrical Equipment	Soft Starter	2018	01/07/2018	$2,529.78	$2,529.78	$227.97	$2,757.75	Indemnity	$1,319.94
Queenstown Lakes District Council	Queenstown Lakes District, Otago	10142953	10142715	999046	{465BBA9D-A72B-4141-95A1-6042907D1F05}	224 MCDONNELL ROAD RD 1 QUEENSTOWN 9371	Aib-24	Sewerage	Electrical Equipment	Level Transducer	2018	01/07/2018	$4,497.37	$4,497.37	$405.28	$4,902.66	Indemnity	$3,855.07
Queenstown Lakes District Council	Queenstown Lakes District, Otago	10142954	10142715	999047	{465BBA9D-A72B-4141-95A1-6042907D1F05}	224 MCDONNELL ROAD RD 1 QUEENSTOWN 9371	Aib-24	Sewerage	TPBS Valves	Valve	2018	01/07/2018	$4,216.28	$4,216.28	$379.95	$4,596.23	Indemnity	$3,676.95
Queenstown Lakes District Council	Queenstown Lakes District, Otago	10142955	10142715	999048	{465BBA9D-A72B-4141-95A1-6042907D1F05}	224 MCDONNELL ROAD RD 1 QUEENSTOWN 9371	Aib-24	Sewerage	Pipework	Pipes and Fittings	2018	01/07/2018	$351.36	$351.36	$31.66	$383.02	Indemnity	$301.18
Queenstown Lakes District Council	Queenstown Lakes District, Otago	10142956	10142715	999049	{465BBA9D-A72B-4141-95A1-6042907D1F05}	224 MCDONNELL ROAD RD 1 QUEENSTOWN 9371	Aib-24	Sewerage	Pipework	Pipework	2018	01/07/2018	$351.36	$351.36	$31.66	$383.02	Indemnity	$299.60
Queenstown Lakes District Council	Queenstown Lakes District, Otago	10161856	10142574		{D1A87C22-9F13-4E01-99A9-9D546A1F1FC5}	126 ALISON AVENUE ALBERT TOWN WANAKA 9305	Aib-24	Sewerage	Pumps	Pump	2020	31/05/2020	$0.00	$0.00	$0.00	$0.00	reinstatement	$0.00
Queenstown Lakes District Council	Queenstown Lakes District, Otago	10142957	10142715	999050	{465BBA9D-A72B-4141-95A1-6042907D1F05}	224 MCDONNELL ROAD RD 1 QUEENSTOWN 9371	Aib-24	Sewerage	TPBS Valves	Valve	2018	01/07/2018	$4,216.28	$4,216.28	$379.95	$4,596.23	Indemnity	$3,676.95
Queenstown Lakes District Council	Queenstown Lakes District, Otago	10142958	10142715	999051	{465BBA9D-A72B-4141-95A1-6042907D1F05}	224 MCDONNELL ROAD RD 1 QUEENSTOWN 9371	Aib-24	Sewerage	Pipework	Pipework	2018	01/07/2018	$351.36	$351.36	$31.66	$383.02	Indemnity	$299.60
Queenstown Lakes District Council	Queenstown Lakes District, Otago	10142959	10142715	999052	{465BBA9D-A72B-4141-95A1-6042907D1F05}	224 MCDONNELL ROAD RD 1 QUEENSTOWN 9371	Aib-24	Sewerage	Pipework	Pipes and Fittings	2018	01/07/2018	$351.36	$351.36	$31.66	$383.02	Indemnity	$301.18
Queenstown Lakes District Council	Queenstown Lakes District, Otago	10142960	10142715	999053	{465BBA9D-A72B-4141-95A1-6042907D1F05}	224 MCDONNELL ROAD RD 1 QUEENSTOWN 9371	Aib-24	Sewerage	Pipework	Pipes and Fittings	2018	01/07/2018	$351.36	$351.36	$31.66	$383.02	Indemnity	$301.18
Queenstown Lakes District Council	Queenstown Lakes District, Otago	10142961	10142715	999054	{465BBA9D-A72B-4141-95A1-6042907D1F05}	224 MCDONNELL ROAD RD 1 QUEENSTOWN 9371	Aib-24	Sewerage	Pipework	Pipes and Fittings	2018	01/07/2018	$351.36	$351.36	$31.66	$383.02	Indemnity	$301.18
Queenstown Lakes District Council	Queenstown Lakes District, Otago	10142962	10142715	999055	{465BBA9D-A72B-4141-95A1-6042907D1F05}	224 MCDONNELL ROAD RD 1 QUEENSTOWN 9371	Aib-24	Sewerage	Pipework	Pipework	2018	01/07/2018	$351.36	$351.36	$31.66	$383.02	Indemnity	$299.60
Queenstown Lakes District Council	Queenstown Lakes District, Otago	10142963	10142715	999056	{465BBA9D-A72B-4141-95A1-6042907D1F05}	224 MCDONNELL ROAD RD 1 QUEENSTOWN 9371	Aib-24	Sewerage	Pipework	Pipework	2018	01/07/2018	$351.36	$351.36	$31.66	$383.02	Indemnity	$299.60
Queenstown Lakes District Council	Queenstown Lakes District, Otago	10142964	10142715	999057	{465BBA9D-A72B-4141-95A1-6042907D1F05}	224 MCDONNELL ROAD RD 1 QUEENSTOWN 9371	Aib-24	Sewerage	Pipework	Pipes and Fittings	2018	01/07/2018	$351.36	$351.36	$31.66	$383.02	Indemnity	$301.18
Queenstown Lakes District Council	Queenstown Lakes District, Otago	10142965	10142715	999058	{465BBA9D-A72B-4141-95A1-6042907D1F05}	224 MCDONNELL ROAD RD 1 QUEENSTOWN 9371	Aib-24	Sewerage	Structures	Emergency Storage	2018	01/07/2018	$7,027.14	$7,027.14	$633.25	$7,660.39	Indemnity	$6,416.34
Queenstown Lakes District Council	Queenstown Lakes District, Otago	10142966	10142715	999059	{465BBA9D-A72B-4141-95A1-6042907D1F05}	224 MCDONNELL ROAD RD 1 QUEENSTOWN 9371	Aib-24	Sewerage	Structures	Emergency Storage	2018	01/07/2018	$7,027.14	$7,027.14	$633.25	$7,660.39	Indemnity	$6,416.34
Queenstown Lakes District Council	Queenstown Lakes District, Otago	10142967	10142715	999060	{465BBA9D-A72B-4141-95A1-6042907D1F05}	224 MCDONNELL ROAD RD 1 QUEENSTOWN 9371	Aib-24	Sewerage	Structures	Emergency Storage	2018	01/07/2018	$7,027.14	$7,027.14	$633.25	$7,660.39	Indemnity	$6,416.34
Queenstown Lakes District Council	Queenstown Lakes District, Otago	10142968	10142715	999061	{465BBA9D-A72B-4141-95A1-6042907D1F05}	224 MCDONNELL ROAD RD 1 QUEENSTOWN 9371	Aib-24	Sewerage	Structures	Emergency Storage	2018	01/07/2018	$7,027.14	$7,027.14	$633.25	$7,660.39	Indemnity	$6,416.34
Queenstown Lakes District Council	Queenstown Lakes District, Otago	10142969	10142715	999062	{465BBA9D-A72B-4141-95A1-6042907D1F05}	224 MCDONNELL ROAD RD 1 QUEENSTOWN 9371	Aib-24	Sewerage	Structures	Emergency Storage	2018	01/07/2018	$7,027.14	$7,027.14	$633.25	$7,660.39	Indemnity	6416.338546
Queenstown Lakes District Council	Queenstown Lakes District, Otago	10201132	10142566		{9066EF44-277E-4EB0-A92D-D34D0A70D53E}	PENINSULA ROAD KELVIN HEIGHTS QUEENSTOWN 9300	Aib-24	Sewerage	Pumps	PMP-Pump	2023	30/06/2023	$33,380.38	$33,380.38	$3,008.09	$36,388.46	Reinstatement	36388.46194
Queenstown Lakes District Council	Queenstown Lakes District, Otago	10201133	10142642		{461DFD4E-A492-4586-B698-89476A8AA276}	#N/A	Aib-24	Water Supply	Electrical Equipment	CAZ-Chlorine Analyser	2023	30/06/2023	$18,568.87	$18,568.87	$1,673.34	$20,242.21	Reinstatement	20242.21455
Queenstown Lakes District Council	Queenstown Lakes District, Otago	10201135	10142637		{8F07E1B9-9906-497F-97AE-1A5275B5D8FC}	707 WANAKA-LUGGATE HIGHWAY RD 2 WANAKA 9382	Aib-24	Water Supply	Pumps	PMP-Pump	2023	30/06/2023	$61,037.83	$61,037.83	$5,500.45	$66,538.28	Reinstatement	66538.27858
Queenstown Lakes District Council	Queenstown Lakes District, Otago	10201136	10142603		{EC46EEB1-EF9F-48C0-95C7-4CA024BE0281}	GLENORCHY-QUEENSTOWN ROAD CLOSEBURN QUEENSTOWN 9371	Aib-24	Water Supply	Electrical Equipment	GNC-Generator Controller	2023	30/06/2023	$17,404.99	$17,404.99	$1,568.46	$18,973.44	Reinstatement	18973.4429
Queenstown Lakes District Council	Queenstown Lakes District, Otago	10201137	10142627		{7AE69CE2-C9B4-45F2-BCC0-7DCB1E4A6C66}	16 LLOYD DUNN AVENUE RD 2 WANAKA 9305	Aib-24	Sewerage	Miscellaneous	STR-Storage Chamber	2023	30/06/2023	$20,178.05	$20,178.05	$1,818.35	$21,996.40	Reinstatement	21996.40187
Queenstown Lakes District Council	Queenstown Lakes District, Otago	10201139	10142658		{D458CA5E-B986-47C6-AD40-8359B08B7A97}	13 LAKE AVENUE FRANKTON QUEENSTOWN 9300	Aib-24	Sewerage	Misc	FRE-Fire System	2023	30/06/2023	$6,173.69	$6,173.69	$556.34	$6,730.03	Reinstatement	6730.032434
Queenstown Lakes District Council	Queenstown Lakes District, Otago	10201140	10005506		{EB1CA1D9-723D-42A6-8D0D-016D90DCFFF8}	WANAKA-MOUNT ASPIRING ROAD WANAKA 9382	Aib-24	Water Supply	Electrical Equipment	ASM-Alarm System	2023	30/06/2023	$27,584.54	$27,584.54	$2,485.79	$30,070.33	Reinstatement	30070.33135
Queenstown Lakes District Council	Queenstown Lakes District, Otago	10201141	10200816		{294B58DF-5E3E-4762-878D-302D0F0F6D3D}	#N/A	Aib-24	Sewerage	Pumps	PMP-Pump	2023	30/06/2023	$16,267.71	$16,267.71	$1,465.97	$17,733.68	Reinstatement	17733.67964
Queenstown Lakes District Council	Queenstown Lakes District, Otago	10201142	10142627		{7AE69CE2-C9B4-45F2-BCC0-7DCB1E4A6C66}	16 LLOYD DUNN AVENUE RD 2 WANAKA 9305	Aib-24	Sewerage	Pumps	PMP-Pump	2023	30/06/2023	$8,893.24	$8,893.24	$801.42	$9,694.66	Reinstatement	9694.658068
Queenstown Lakes District Council	Queenstown Lakes District, Otago	10201143	10200816		{294B58DF-5E3E-4762-878D-302D0F0F6D3D}	#N/A	Aib-24	Sewerage	Pumps	PMP-Pump	2023	30/06/2023	$12,267.23	$12,267.23	$1,105.47	$13,372.69	Reinstatement	13372.69436
Queenstown Lakes District Council	Queenstown Lakes District, Otago	10201550	10142568		#N/A	#N/A	Aib-24	Sewerage	Generator	GEN-Generator	2023	30/06/2023	$8,135.87	$8,135.87	$733.17	$8,869.04	Reinstatement	8869.041348
Queenstown Lakes District Council	Queenstown Lakes District, Otago	10201551	10142658		{D458CA5E-B986-47C6-AD40-8359B08B7A97}	13 LAKE AVENUE FRANKTON QUEENSTOWN 9300	Aib-24	Sewerage	Generator	GEN-Generator	2023	30/06/2023	$8,135.87	$8,135.87	$733.17	$8,869.04	Reinstatement	8869.041348
Queenstown Lakes District Council	Queenstown Lakes District, Otago	10201553	10142564		{BFBFBB84-D102-4ACA-8418-8B4EB42050A5}	PARK STREET QUEENSTOWN 9300	Aib-24	Sewerage	Structures	TNK-Tank	2023	30/06/2023	$514,263.44	$514,263.44	$46,343.06	$560,606.50	Reinstatement	560606.5015
Queenstown Lakes District Council	Queenstown Lakes District, Otago	10201554	10142564		{BFBFBB84-D102-4ACA-8418-8B4EB42050A5}	PARK STREET QUEENSTOWN 9300	Aib-24	Sewerage	Structures	TNK-Tank	2023	30/06/2023	$514,263.44	$514,263.44	$46,343.06	$560,606.50	Reinstatement	560606.5015
Queenstown Lakes District Council	Queenstown Lakes District, Otago	10201555	10142564		{BFBFBB84-D102-4ACA-8418-8B4EB42050A5}	PARK STREET QUEENSTOWN 9300	Aib-24	Sewerage	Structures	TNK-Tank	2023	30/06/2023	$514,263.44	$514,263.44	$46,343.06	$560,606.50	Reinstatement	560606.5015
Queenstown Lakes District Council	Queenstown Lakes District, Otago	10201556	10142564		{BFBFBB84-D102-4ACA-8418-8B4EB42050A5}	PARK STREET QUEENSTOWN 9300	Aib-24	Sewerage	Backflow Device	BKP-Backflow Preventor	2023	30/06/2023	$514,263.44	$514,263.44	$46,343.06	$560,606.50	Reinstatement	560606.5015
Queenstown Lakes District Council	Queenstown Lakes District, Otago	10201557	10142564		{BFBFBB84-D102-4ACA-8418-8B4EB42050A5}	PARK STREET QUEENSTOWN 9300	Aib-24	Sewerage	Pipework	PIP-Pipework	2023	30/06/2023	$514,263.44	$514,263.44	$46,343.06	$560,606.50	Reinstatement	560606.5015
Queenstown Lakes District Council	Queenstown Lakes District, Otago	10201558	10142620		#N/A	#N/A	Aib-24	Water Supply	Flow Meter	ROT-Rotameter	2023	30/06/2023	$11,290.42	$11,290.42	$1,017.44	$12,307.86	Reinstatement	12307.85916
Queenstown Lakes District Council	Queenstown Lakes District, Otago	10201559	10142627		{7AE69CE2-C9B4-45F2-BCC0-7DCB1E4A6C66}	16 LLOYD DUNN AVENUE RD 2 WANAKA 9305	Aib-24	Sewerage	Electrical Equipment	UVS-UV System	2023	30/06/2023	$21,671.99	$21,671.99	$1,952.98	$23,624.97	Reinstatement	23624.97251
Queenstown Lakes District Council	Queenstown Lakes District, Otago	10201560	10142626		{FE08E59C-05A5-4DFE-AC48-E6BED98B0C33}	ALBERTOWN	Aib-24	Sewerage	Electrical Equipment	VSD-Variable Speed Drive	2023	30/06/2023	$45,736.70	$45,736.70	$4,121.58	$49,858.28	Reinstatement	49858.2826
Queenstown Lakes District Council	Queenstown Lakes District, Otago	10201561	10142627		{7AE69CE2-C9B4-45F2-BCC0-7DCB1E4A6C66}	16 LLOYD DUNN AVENUE RD 2 WANAKA 9305	Aib-24	Sewerage	Misc	DCT-Decanter	2023	30/06/2023	$29,771.77	$29,771.77	$2,682.89	$32,454.66	Reinstatement	32454.65972
Queenstown Lakes District Council	Queenstown Lakes District, Otago	10201562	10142627		{7AE69CE2-C9B4-45F2-BCC0-7DCB1E4A6C66}	16 LLOYD DUNN AVENUE RD 2 WANAKA 9305	Aib-24	Sewerage	Misc	DCT-Decanter	2023	30/06/2023	$29,771.77	$29,771.77	$2,682.89	$32,454.66	Reinstatement	32454.65972
Queenstown Lakes District Council	Queenstown Lakes District, Otago	10201563	10142591		{8CFCEF46-86CC-4D39-BCE8-AF5BF3F312BF}	OXENBRIDGE TUNNEL ROAD RD 1 QUEENSTOWN 9371	Aib-24	Water Supply	TPBS Valves	VLV-Valve	2023	30/06/2023	$10,045.56	$10,045.56	$905.26	$10,950.82	Reinstatement	10950.82489
Queenstown Lakes District Council	Queenstown Lakes District, Otago	10201564	10142577		{9936C7C0-C45B-4D68-A288-0AB32482126A}	LAKESIDE ROAD	Aib-24	Sewerage	Generator	GEN-Generator	2023	30/06/2023	$7,011.73	$7,011.73	$631.86	$7,643.60	Reinstatement	7643.59522
Queenstown Lakes District Council	Queenstown Lakes District, Otago	10201565	10142591		{8CFCEF46-86CC-4D39-BCE8-AF5BF3F312BF}	OXENBRIDGE TUNNEL ROAD RD 1 QUEENSTOWN 9371	Aib-24	Water Supply	TPBS Valves	TAP-Sample tap or similar	2023	30/06/2023	$1,319.96	$1,319.96	$118.95	$1,438.91	Reinstatement	1438.908153
Queenstown Lakes District Council	Queenstown Lakes District, Otago	10201566	10142591		{8CFCEF46-86CC-4D39-BCE8-AF5BF3F312BF}	OXENBRIDGE TUNNEL ROAD RD 1 QUEENSTOWN 9371	Aib-24	Water Supply	TPBS Valves	TAP-Sample tap or similar	2023	30/06/2023	$1,319.96	$1,319.96	$118.95	$1,438.91	Reinstatement	1438.908153
Queenstown Lakes District Council	Queenstown Lakes District, Otago	10201567	10174991		{13AB81C9-3193-4432-BC6E-BD19EB89E1B5}	BUCKINGHAM STREET ARROWTOWN 9302	Aib-24	Water Supply	TPBS Valves	TAP-Sample tap or similar	2023	30/06/2023	$1,319.96	$1,319.96	$118.95	$1,438.91	Reinstatement	1438.908153
Queenstown Lakes District Council	Queenstown Lakes District, Otago	10201568	10174991		{13AB81C9-3193-4432-BC6E-BD19EB89E1B5}	BUCKINGHAM STREET ARROWTOWN 9302	Aib-24	Water Supply	TPBS Valves	TAP-Sample tap or similar	2023	30/06/2023	$1,319.96	$1,319.96	$118.95	$1,438.91	Reinstatement	1438.908153
Queenstown Lakes District Council	Queenstown Lakes District, Otago	10201569	10142580		{CBD06528-72E0-4678-BC4A-93B207D1B10E}	163 ARDMORE STREET WANAKA 9305	Aib-24	Sewerage	Generator	GEN-Generator	2023	30/06/2023	$7,011.72	$7,011.72	$631.86	$7,643.58	Reinstatement	7643.580831
Queenstown Lakes District Council	Queenstown Lakes District, Otago	10201570	10005506		#N/A	#N/A	Aib-24	Water Supply	TPBS Valves	TAP-Sample tap or similar	2023	30/06/2023	$1,055.97	$1,055.97	$95.16	$1,151.13	Reinstatement	1151.126522
Queenstown Lakes District Council	Queenstown Lakes District, Otago	10201571	10142582		{477EA4C2-25BA-4D6A-BEC9-539B3FCAF720}	BEACON POINT ROAD WANAKA 9305	Aib-24	Water Supply	TPBS Valves	TAP-Sample tap or similar	2023	30/06/2023	$1,055.97	$1,055.97	$95.16	$1,151.13	Reinstatement	1151.126522
Queenstown Lakes District Council	Queenstown Lakes District, Otago	10201572	10142688		{E156B2D6-04BB-4E99-9D4E-4711E3E006C8}	LAKEVIEW TERRACE RD 2 WANAKA 9382	Aib-24	Water Supply	TPBS Valves	TAP-Sample tap or similar	2023	30/06/2023	$1,055.97	$1,055.97	$95.16	$1,151.13	Reinstatement	1151.126522
Queenstown Lakes District Council	Queenstown Lakes District, Otago	10201573	10142643		{6772A231-EDB6-427F-A65D-04E54E1F5C40}	14 WANAKA-LUGGATE HIGHWAY RD 2 WANAKA 9382	Aib-24	Water Supply	TPBS Valves	TAP-Sample tap or similar	2023	30/06/2023	$1,055.97	$1,055.97	$95.16	$1,151.13	Reinstatement	1151.126522
Queenstown Lakes District Council	Queenstown Lakes District, Otago	10201574	10142642		{461DFD4E-A492-4586-B698-89476A8AA276}	#N/A	Aib-24	Water Supply	TPBS Valves	TAP-Sample tap or similar	2023	30/06/2023	$1,055.97	$1,055.97	$95.16	$1,151.13	Reinstatement	1151.126522
Queenstown Lakes District Council	Queenstown Lakes District, Otago	10201575	10056699		#N/A	#N/A	Aib-24	Water Supply	TPBS Valves	AIV-Air Bleed Valve	2023	30/06/2023	$16,185.36	$16,185.36	$1,458.55	$17,643.91	Reinstatement	17643.90616
Queenstown Lakes District Council	Queenstown Lakes District, Otago	10202560	10142543		{945B4DDC-C814-44AB-8A72-EFE1C552066A}	PISA ROAD	Aib-24	Sewerage	Pumps	PMP-Pump	2023	30/06/2023	$9,063.11	$9,063.11	$816.73	$9,879.83	Reinstatement	9879.831158
Queenstown Lakes District Council	Queenstown Lakes District, Otago	10202561	10142543		{945B4DDC-C814-44AB-8A72-EFE1C552066A}	PISA ROAD	Aib-24	Sewerage	Pumps	PMP-Pump	2023	30/06/2023	$9,063.11	$9,063.11	$816.73	$9,879.83	Reinstatement	9879.831158
Queenstown Lakes District Council	Queenstown Lakes District, Otago	10203633	10142627		{7AE69CE2-C9B4-45F2-BCC0-7DCB1E4A6C66}	16 LLOYD DUNN AVENUE RD 2 WANAKA 9305	Aib-24	Sewerage	Flow Meter	FLM-Flowmeter	2023	30/06/2023	$4,508.18	$4,508.18	$406.26	$4,914.43	Reinstatement	4914.432516
Queenstown Lakes District Council	Queenstown Lakes District, Otago	10208872	10005516		{E74399AA-B667-48B1-8E95-76E3CA7E83DC}	LAKE ESPLANADE QUEENSTOWN 9300	Aib-24	Water Supply	Flow Meter	FLM-Flowmeter	2023	30/06/2023	$18,885.17	$18,885.17	$1,701.85	$20,587.02	Reinstatement	20587.02011
Queenstown Lakes District Council	Queenstown Lakes District, Otago	10208873	10005516		{E74399AA-B667-48B1-8E95-76E3CA7E83DC}	LAKE ESPLANADE QUEENSTOWN 9300	Aib-24	Water Supply	Miscellaneous	FLC-Flowmeter Chamber	2023	30/06/2023	$18,885.17	$18,885.17	$1,701.85	$20,587.02	Reinstatement	20587.02011
Queenstown Lakes District Council	Queenstown Lakes District, Otago	10208874	10005516		{E74399AA-B667-48B1-8E95-76E3CA7E83DC}	LAKE ESPLANADE QUEENSTOWN 9300	Aib-24	Water Supply	Pipework	FIT-Pipes and Fittings	2023	30/06/2023	$18,885.31	$18,885.31	$1,701.86	$20,587.16	Reinstatement	20587.16401
Queenstown Lakes District Council	Queenstown Lakes District, Otago	10208875	10005516		{E74399AA-B667-48B1-8E95-76E3CA7E83DC}	LAKE ESPLANADE QUEENSTOWN 9300	Aib-24	Water Supply	Pipework	FIT-Pipes and Fittings	2023	30/06/2023	$18,885.17	$18,885.17	$1,701.85	$20,587.02	Reinstatement	20587.02011
Queenstown Lakes District Council	Queenstown Lakes District, Otago	10208876	10005516		{E74399AA-B667-48B1-8E95-76E3CA7E83DC}	LAKE ESPLANADE QUEENSTOWN 9300	Aib-24	Water Supply	Pipework	FIT-Pipes and Fittings	2023	30/06/2023	$18,885.17	$18,885.17	$1,701.85	$20,587.02	Reinstatement	20587.02011
Queenstown Lakes District Council	Queenstown Lakes District, Otago	10208877	10005516		{E74399AA-B667-48B1-8E95-76E3CA7E83DC}	LAKE ESPLANADE QUEENSTOWN 9300	Aib-24	Water Supply	Pipework	FIT-Pipes and Fittings	2023	30/06/2023	$18,885.17	$18,885.17	$1,701.85	$20,587.02	Reinstatement	20587.02011
Queenstown Lakes District Council	Queenstown Lakes District, Otago	10208878	10005516		{E74399AA-B667-48B1-8E95-76E3CA7E83DC}	LAKE ESPLANADE QUEENSTOWN 9300	Aib-24	Water Supply	(blank)	ELS-Electrical Services	2023	30/06/2023	$18,885.14	$18,885.14	$1,701.84	$20,586.98	Reinstatement	20586.97695
Queenstown Lakes District Council	Queenstown Lakes District, Otago	10209641	10209425		{09F6EFE3-5F95-4016-90C9-9648DBD9DBE1}	#N/A	Aib-24	Water Supply	Structures	PUS-Pump station building	2023	30/06/2023	$2,140,993.03	$2,140,993.03	$192,936.46	$2,333,929.48	Reinstatement	2333929.485
Queenstown Lakes District Council	Queenstown Lakes District, Otago	10209642	10209425		{09F6EFE3-5F95-4016-90C9-9648DBD9DBE1}	#N/A	Aib-24	Water Supply	Pipework	PIP-Pipework	2023	30/06/2023	$13,337.60	$13,337.60	$1,201.92	$14,539.52	Reinstatement	14539.51937
Queenstown Lakes District Council	Queenstown Lakes District, Otago	10209643	10209425		{09F6EFE3-5F95-4016-90C9-9648DBD9DBE1}	#N/A	Aib-24	Water Supply	Pipework	FIT-Pipes and Fittings	2023	30/06/2023	$13,337.60	$13,337.60	$1,201.92	$14,539.52	Reinstatement	14539.51937
Queenstown Lakes District Council	Queenstown Lakes District, Otago	10209644	10209425		{09F6EFE3-5F95-4016-90C9-9648DBD9DBE1}	#N/A	Aib-24	Water Supply	Pipework	FIT-Pipes and Fittings	2023	30/06/2023	$13,337.60	$13,337.60	$1,201.92	$14,539.52	Reinstatement	14539.51937
Queenstown Lakes District Council	Queenstown Lakes District, Otago	10209645	10209425		{09F6EFE3-5F95-4016-90C9-9648DBD9DBE1}	#N/A	Aib-24	Water Supply	TPBS Valves	VLV-Valve	2023	30/06/2023	$13,337.60	$13,337.60	$1,201.92	$14,539.52	Reinstatement	14539.51937
Queenstown Lakes District Council	Queenstown Lakes District, Otago	10209646	10209425		{09F6EFE3-5F95-4016-90C9-9648DBD9DBE1}	#N/A	Aib-24	Water Supply	TPBS Valves	VLV-Valve	2023	30/06/2023	$13,337.60	$13,337.60	$1,201.92	$14,539.52	Reinstatement	14539.51937
Queenstown Lakes District Council	Queenstown Lakes District, Otago	10209647	10209425		{09F6EFE3-5F95-4016-90C9-9648DBD9DBE1}	#N/A	Aib-24	Water Supply	TPBS Valves	VLV-Valve	2023	30/06/2023	$13,337.60	$13,337.60	$1,201.92	$14,539.52	Reinstatement	14539.51937
Queenstown Lakes District Council	Queenstown Lakes District, Otago	10209648	10209425		{09F6EFE3-5F95-4016-90C9-9648DBD9DBE1}	#N/A	Aib-24	Water Supply	TPBS Valves	AIV-Air Bleed Valve	2023	30/06/2023	$26,675.18	$26,675.18	$2,403.84	$29,079.02	Reinstatement	29079.02436
Queenstown Lakes District Council	Queenstown Lakes District, Otago	10209649	10209425		{09F6EFE3-5F95-4016-90C9-9648DBD9DBE1}	#N/A	Aib-24	Water Supply	TPBS Valves	AIV-Air Bleed Valve	2023	30/06/2023	$26,675.18	$26,675.18	$2,403.84	$29,079.02	Reinstatement	29079.02436
Queenstown Lakes District Council	Queenstown Lakes District, Otago	10209650	10209425		{09F6EFE3-5F95-4016-90C9-9648DBD9DBE1}	#N/A	Aib-24	Water Supply	Pumps	PMP-Pump	2023	30/06/2023	$173,401.31	$173,401.31	$15,626.13	$189,027.44	Reinstatement	189027.4359
Queenstown Lakes District Council	Queenstown Lakes District, Otago	10209651	10209425		{09F6EFE3-5F95-4016-90C9-9648DBD9DBE1}	#N/A	Aib-24	Water Supply	Pumps	PMP-Pump	2023	30/06/2023	$173,401.31	$173,401.31	$15,626.13	$189,027.44	Reinstatement	189027.4359
Queenstown Lakes District Council	Queenstown Lakes District, Otago	10209652	10209425		{09F6EFE3-5F95-4016-90C9-9648DBD9DBE1}	#N/A	Aib-24	Water Supply	Pumps	PMP-Pump	2023	30/06/2023	$173,401.31	$173,401.31	$15,626.13	$189,027.44	Reinstatement	189027.4359
Queenstown Lakes District Council	Queenstown Lakes District, Otago	10209653	10209425		{09F6EFE3-5F95-4016-90C9-9648DBD9DBE1}	#N/A	Aib-24	Water Supply	Electrical Equipment	PMC-Pump Control	2023	30/06/2023	$66,687.93	$66,687.93	$6,009.61	$72,697.54	Reinstatement	72697.53931
Queenstown Lakes District Council	Queenstown Lakes District, Otago	10209654	10209425		{09F6EFE3-5F95-4016-90C9-9648DBD9DBE1}	#N/A	Aib-24	Water Supply	Heater	HTR-Heater	2023	30/06/2023	$29,639.10	$29,639.10	$2,670.94	$32,310.04	Reinstatement	32310.03506
Queenstown Lakes District Council	Queenstown Lakes District, Otago	10209655	10209425		{09F6EFE3-5F95-4016-90C9-9648DBD9DBE1}	#N/A	Aib-24	Water Supply	Heater	HTR-Heater	2023	30/06/2023	$66,687.93	$66,687.93	$6,009.61	$72,697.54	Reinstatement	72697.53931
Queenstown Lakes District Council	Queenstown Lakes District, Otago	10209656	10209425		{09F6EFE3-5F95-4016-90C9-9648DBD9DBE1}	#N/A	Aib-24	Water Supply	Misc	CBK-Chain Block	2023	30/06/2023	$133,388.54	$133,388.54	$12,020.36	$145,408.91	Reinstatement	145408.9065
Queenstown Lakes District Council	Queenstown Lakes District, Otago	10209657	10209425		{09F6EFE3-5F95-4016-90C9-9648DBD9DBE1}	#N/A	Aib-24	Water Supply	Electrical Equipment	SWB-Switchboard	2023	30/06/2023	$66,687.93	$66,687.93	$6,009.61	$72,697.54	Reinstatement	72697.53931
Queenstown Lakes District Council	Queenstown Lakes District, Otago	10209658	10209425		{09F6EFE3-5F95-4016-90C9-9648DBD9DBE1}	#N/A	Aib-24	Water Supply	Electrical Equipment	TEL-Telemetry	2023	30/06/2023	$85,345.25	$85,345.25	$7,690.92	$93,036.18	Reinstatement	93036.1751

## Insurance_Report_Summary
Table A: Executive Summary of Total Reinstatement Costs
Asset Group	Reinstatement	Demolition	Inflation		Total
			Reinstatement	Demolition
Facilities	$307,937,188	$8,398,287	$28,638,158	$562,685	$345,536,319

Table B: Executive Summary of Indemnity Value
Asset Group	Indemnity	Demolition	Inflation		Total
			Indemnity	Demolition
Facilities	$155,829,175	$8,398,287	$7,947,288	$562,685	$172,737,435

	Facilities
Reinstatement Contingency	10%	0%
Demolition Rate	3%

Inflation Periods (months)
Reinstatement:	Facilities
Insurance period	12
Planning Period	6
Construction	18
Reinstatement Period (months)	36
Reinstatement Inflation	9.30%
Demolition	Facilities
Insurance period	12
Planning Period	12
Construction	3
Demolition Period (months)	27
Demolition Inflation	6.70%
Indemnity	Facilities
Insurance period	12
Settlement period	9
Indemnity Period (months)	21
Indemnity Inflation	5.10%