## Watersupply meters_TableToExcel
OBJECTID | COMPKEY | ASSETTYPE | DESCR | SERVSTAT | OWN | ZCOORD | INVERTELEV | METERSZ | SERNO | MODELNO | MANUFCT | INSTDATE | ASBUILT | SCHEME | DATA_SRC | COMMENTS | ADDDBY | ADDDTTM | MODBY | MODDTTM | CONFIDENCE | CRITICALITY | GlobalID | created_user | created_date | last_edited_user | last_edited_date | Data_Type
1 | 114550 | COMMERC | EXTRAORDINARY WATER METER | REMOVED | QLDC | 320.21 |  | 20 |  |  |  | 2001-12-31 11:00 | RM010670 | WANAKA | ASBUILT_CAD | W90807- Veolia advised this meter does not exist | UNK | 2000-12-31 11:00 | VRF | 2017-08-08 12:00 | High |  | {DE51D168-03AD-4190-BC15-CD3510E4BDB0} |  |  | SDE | 2021-10-31 02:09 | LiDAR
2 | 240549 | FLOW | Water Flow Meter 1 | INACTIVE | QLDC | 405.62 |  | 250 | 0 |  |  | 2013-05-12 12:00 | A370741 | QUEENTWN | ASBUILT_CAD | Water Meter under manhole | AC | 2013-06-20 12:00 | AC | 2013-06-20 12:00 | High |  | {D90C40B6-2E79-43B6-AD8C-6ACC73B1DE37} |  |  | SDE | 2021-10-31 02:09 | Dunedin 58
3 | 114493 | DOMESTIC |  | ACTIVE | QLDC | 314.42 |  | 0 |  |  |  | 2002-12-31 11:00 | 10423 | WANAKA |  |  | UNK | 2000-12-31 11:00 | UNK | 2000-12-31 11:00 | Medium |  | {F8129258-41A5-4FA9-AB05-DB90BC9815D6} |  |  | SDE | 2021-10-31 02:09 | LiDAR
4 | 114494 | DOMESTIC |  | ACTIVE | QLDC | 314.42 |  | 0 |  |  |  | 2002-12-31 11:00 | 10423 | WANAKA |  |  | UNK | 2000-12-31 11:00 | UNK | 2000-12-31 11:00 | Medium |  | {DDD97F04-F232-4C45-A725-857C25E27D64} |  |  | SDE | 2021-10-31 02:09 | LiDAR
5 | 114495 | FLOW | Reticulation Water meter | ACTIVE | QLDC | 283.78 |  | 20 |  |  |  | 1900-12-31 11:00 |  | WANAKA |  |  | EDC | 2003-09-19 12:00 | EDC | 2003-09-19 12:00 | Low |  | {582D97A9-F144-420B-8BED-0E0911411E56} |  |  | SDE | 2021-10-31 02:09 | LiDAR
6 | 114521 | DOMESTIC |  | ACTIVE | QLDC | 315.45 |  | 20 |  |  |  | 1900-12-31 11:00 |  | WANAKA | Digitised |  | AMT | 2006-05-02 12:00 | AMT | 2006-05-02 12:00 | Low |  | {E4EBBBB2-A63F-4C2E-8248-8FDD96AA6E1F} |  |  | SDE | 2021-10-31 02:09 | LiDAR
7 | 114522 | DOMESTIC |  | ACTIVE | QLDC | 315.33 |  | 20 |  |  |  | 1900-12-31 11:00 |  | WANAKA | Digitised |  | AMT | 2006-05-02 12:00 | AMT | 2006-05-02 12:00 | Low |  | {DAEDE26C-ABD3-43A0-8C26-747761C1D7FA} |  |  | SDE | 2021-10-31 02:09 | LiDAR
8 | 114523 | DOMESTIC |  | ACTIVE | QLDC | 315.43 |  | 20 |  |  |  | 1900-12-31 11:00 |  | WANAKA | Digitised |  | AMT | 2006-05-02 12:00 | AMT | 2006-05-02 12:00 | Low |  | {7C22ABE8-4C9A-46D5-8653-9727FECF57A5} |  |  | SDE | 2021-10-31 02:09 | LiDAR
9 | 114532 | DOMESTIC |  | ACTIVE | QLDC | 315.08 |  | 20 |  |  |  | 1900-12-31 11:00 |  | WANAKA | Digitised |  | AMT | 2006-05-02 12:00 | AMT | 2006-05-02 12:00 | Low |  | {2A8C0A00-D911-4C74-ADC2-57246976E982} |  |  | SDE | 2021-10-31 02:09 | LiDAR
10 | 114533 | DOMESTIC |  | ACTIVE | QLDC | 315.08 |  | 20 |  |  |  | 1900-12-31 11:00 |  | WANAKA | Digitised |  | AMT | 2006-05-02 12:00 | AMT | 2006-05-02 12:00 | Low |  | {C5548268-59EC-430A-A5D3-7278CC67DB4B} |  |  | SDE | 2021-10-31 02:09 | LiDAR
11 | 114534 | DOMESTIC |  | ACTIVE | QLDC | 314.99 |  | 20 |  |  |  | 1900-12-31 11:00 |  | WANAKA | Digitised |  | AMT | 2006-05-02 12:00 | AMT | 2006-05-02 12:00 | Low |  | {62B5326C-0350-4EA8-BFE6-291673AD44EA} |  |  | SDE | 2021-10-31 02:09 | LiDAR
12 | 114551 | COMMERC | EXTRAORDINARY WATER METER | ACTIVE | QLDC | 320.81 |  | 20 |  |  |  | 2001-12-31 11:00 | RM010670 | WANAKA | ASBUILT_CAD |  | UNK | 2000-12-31 11:00 | UNK | 2000-12-31 11:00 | High |  | {D8E068A6-CCFC-406F-9B7C-55AA1F4E0350} |  |  | SDE | 2021-10-31 02:09 | LiDAR
13 | 114552 | COMMERC | EXTRAORDINARY WATER METER | ACTIVE | QLDC | 322.13 |  | 20 |  |  |  | 2001-12-31 11:00 | RM010670 | WANAKA | ASBUILT_CAD |  | UNK | 2000-12-31 11:00 | UNK | 2000-12-31 11:00 | High |  | {89A6BB49-BFDB-4211-B65B-2B3FE2DCE1CC} |  |  | SDE | 2021-10-31 02:09 | LiDAR
14 | 114553 | DOMESTIC | WATER METER | ACTIVE | QLDC | 322.86 |  | 20 |  |  |  | 2001-12-31 11:00 | RM010670 | WANAKA | ASBUILT_CAD |  | UNK | 2000-12-31 11:00 | UNK | 2000-12-31 11:00 | High |  | {A8849B02-1261-448C-A402-220ADCC7E62D} |  |  | SDE | 2021-10-31 02:09 | LiDAR
15 | 114554 | FLOW | Water meter, insertion paddlewheel type in chamber for rising main to tank farm. | ACTIVE | QLDC |  |  | 100 |  |  |  | 1900-12-31 11:00 | RMLUGGATEW | LUGGATE | ASBUILT_CAD |  | EDC | 2003-10-19 11:00 | EDC | 2003-10-19 11:00 | High |  | {6E9E7AFE-18F9-4CA2-BDF7-B34154D43EA8} |  |  | SDE | 2021-10-31 02:09 | NULL
16 | 114555 | FLOW | Located in own chamber outside of the well pumpstation for Arrowtown scheme (FM2 O&M) | ACTIVE | QLDC | 410.23 |  | 0 |  |  |  | 1999-12-31 11:00 | CT343 | ARRWTWN | AVP01 | location updated 14/12/20 | AVP01 | 2001-12-19 11:00 | BFC | 2020-12-13 11:00 | Medium |  | {F1D70026-3B52-421C-A726-6E19521B2738} |  |  | SDE | 2021-10-31 02:09 | Dunedin 58
17 | 114564 | FLOW | Bulk Meter, double valve unit | ACTIVE | QLDC | 367.53 |  | 50 |  |  |  | 2006-12-31 11:00 | RM060151 | QUEENTWN | ASBUILT_CAD |  | AMT | 2007-10-18 11:00 | AMT | 2007-10-18 11:00 | High |  | {3C9E8A0A-5694-4642-87C2-775258DFE0FC} |  |  | SDE | 2021-10-31 02:09 | LiDAR
18 | 114565 | FLOW | Measures the flow to Frankton from teh 225mm falling main from the reservoir, after it Tees opposite directions for Kelvin Heights and Frankton. | ACTIVE | QLDC | 336.71 |  | 250 |  |  |  | 1989-12-31 11:00 |  | QUEENTWN | GPS CAPTURE |  | AMT | 2007-05-14 12:00 | AMT | 2007-05-14 12:00 | High |  | {B81B932B-B011-4023-9C6B-F9269301CD2B} |  |  | SDE | 2021-10-31 02:09 | Dunedin 58
19 | 177291 | FLOW | ABB Abstraction Mag flow meter, buried. (FM1 O&M). FM2 associated with CAB-1OBAN ST | ACTIVE | QLDC | 326.3 |  | 100 | SENSOR: P/70559/1/20 | MAGFLOW |  | 2009-03-24 11:00 | 2928.3AB | GLENORCH | ASBUILT_CAD |  | GH | 2009-08-13 12:00 | AC | 2010-08-25 12:00 | Medium |  | {C482FC4F-BC59-4099-9397-187672BD572E} |  |  | SDE | 2021-10-31 02:09 | Dunedin 58
20 | 177292 | FLOW | ABB Falling Main Flowmeter & Head Unit. Glenorchy township consumption meter (FM2 O&M) | ACTIVE | QLDC | 322.96 |  | 100 | P/76545/1/1 |  |  | 2009-03-24 11:00 | 2928.3AB | GLENORCH | ASBUILT_CAD | In manhole | GH | 2009-08-13 12:00 | AC | 2010-08-25 12:00 | Medium |  | {3D93E4B0-48FB-41A4-B4C0-BD3164E0F03D} |  |  | SDE | 2021-10-31 02:09 | Dunedin 58
21 | 181421 | FLOW | Beacon Point outflow insertion meter - Under Manhole Lid, Insertion Flow meter. (FM2 O&M) | ACTIVE | QLDC | 381.52 |  | 600 |  |  |  | 2008-10-12 11:00 | CAPEX | WANAKA | ASBUILT_CAD | Under Manhole Lid | GH | 2010-01-10 11:00 | GH | 2010-01-10 11:00 | High |  | {982CBFBC-94FC-4ACF-8727-D1561DC1644D} |  |  | SDE | 2021-10-31 02:09 | Dunedin 58
22 | 181422 | FLOW | Down 1.9 in berm. Measures water flow from Plantation reserve to the CBD area/zoned via the Stafford Tce ring main. | ACTIVE | QLDC | 320.09 |  | 100 |  |  |  | 2008-10-12 11:00 | CAPEX | WANAKA | ASBUILT_CAD | Down 1.9 in berm | GH | 2010-01-10 11:00 | GH | 2010-01-10 11:00 | High |  | {CF729F59-6D12-4AC2-B414-B12FBA3C3D86} |  |  | SDE | 2021-10-31 02:09 | NZVD
23 | 181423 | FLOW | Measures flow east of sargood Drive (in to CBD) | ACTIVE | QLDC | 301.31 |  | 100 |  |  |  | 2008-10-12 11:00 | CAPEX | WANAKA | ASBUILT_CAD | in berm | GH | 2010-01-10 11:00 | GH | 2010-01-10 11:00 | High |  | {608CF146-1F65-4063-900A-6BFC55905A9A} |  |  | SDE | 2021-10-31 02:09 | Dunedin 58
24 | 181424 | FLOW | Reservoir inlet flowmeter.\n\n\nInsertion flow meter on the rising main. | REMOVED | QLDC | 343.03 |  | 300 |  |  |  | 2008-10-12 11:00 | CAPEX | WANAKA | ASBUILT_CAD | Under manhole lid next to water tank | GH | 2010-01-10 11:00 | GH | 2010-01-10 11:00 | High |  | {4979589E-4F18-42DA-B8A5-A692AE3C970A} |  |  | Steve.Boswell_EXT | 2022-02-14 01:53 | Dunedin 58
25 | 181425 | FLOW | 100mm ABB kent mag master flow meter. Measures HAmilton Road to Sawmill Road loop main flow. | ACTIVE | QLDC | 324.11 |  | 100 |  |  |  | 2008-12-31 11:00 | CAPEX | QUEENTWN | ASBUILT_CAD | 100mm ABB kent mag master flow meter | GH | 2010-01-10 11:00 | GH | 2010-01-10 11:00 | High |  | {5F039B32-BC0E-49CB-952B-D178C1DDCBA4} |  |  | SDE | 2021-10-31 02:09 | LiDAR
26 | 181426 | FLOW | 150mm ABB kent mag master flow meter. Measures flow up Gorge Road past Samill Road Loop junction | ACTIVE | QLDC | 325.42 |  | 150 |  |  |  | 2008-12-31 11:00 | CAPEX | QUEENTWN | ASBUILT_CAD | 150mm ABB kent mag master flow meter | GH | 2010-01-10 11:00 | GH | 2010-01-10 11:00 | High |  | {F4D2B5DF-A7A6-4527-A0A7-6706A2957FA0} |  |  | SDE | 2021-10-31 02:09 | LiDAR
27 | 181427 | FLOW | 150mm ABB kent mag master flow meter. Measures flow after the sawmill Road take off junctions. | ACTIVE | QLDC | 333.48 |  | 150 |  |  |  | 2008-12-31 11:00 | CAPEX | QUEENTWN | ASBUILT_CAD | 150mm ABB kent mag master flow meter | GH | 2010-01-10 11:00 | GH | 2010-01-10 11:00 | High |  | {1EE70103-904A-415A-8305-D3421D691631} |  |  | SDE | 2021-10-31 02:09 | LiDAR
28 | 192398 | COMMERC | Exceptional water use/Rural Meter Flush in seal | ACTIVE | QLDC | 333.8 |  | 40 |  |  |  | 2006-12-31 11:00 | RM061132 | QUEENTWN | ASBUILT_CAD | Meter Flush in seal Lot 1 | GH | 2010-01-25 11:00 | GH | 2010-01-25 11:00 | High |  | {BA6711CA-19C5-4D77-A6F3-5F3104148D5F} |  |  | SDE | 2021-10-31 02:09 | LiDAR
29 | 192356 | FLOW | Falling main meter from Lake Hayes Estate Water treatment building. | ACTIVE | QLDC | 357.94 |  | 150 |  |  |  | 2006-05-21 12:00 | RM030892 | LKHAYES | ASBUILT_CAD |  | GH | 2010-03-14 11:00 | GH | 2010-03-14 11:00 | High |  | {EDF4ABCB-E4C3-4BBA-BD92-0A0395249B01} |  |  | SDE | 2021-10-31 02:09 | Dunedin 58
30 | 201135 | FLOW | Measures flows from Lake Hayes to Lake Hayes Arrow Junction Highway (LH Estate) | ACTIVE | QLDC | 348.43 |  | 200 | 0 | WPD 200 |  | 2002-12-31 11:00 |  | LKHAYES | FH_GPS | INVENSYS WPD 200 | GH | 2010-04-19 12:00 | GH | 2010-04-19 12:00 | High |  | {956ACD2D-8B3D-4EB1-B078-782B60B8D974} |  |  | SDE | 2021-10-31 02:09 | Dunedin 58
31 | 201136 | FLOW | 1 of 2 meters each side of 300 to 225 Tee junction falling from Lake Hayes reservoir in Winding pines Road. South meter, measuring South zone. | ACTIVE | QLDC | 346.94 |  | 200 | 0 | WPD 200 |  | 2001-12-31 11:00 |  | LKHAYES | FH_GPS | INVENSYS WPD 200 | GH | 2010-04-19 12:00 | GH | 2010-04-19 12:00 | High |  | {D17E11C6-CB70-4DDC-A406-27BB6D930DBB} |  |  | SDE | 2021-10-31 02:09 | Dunedin 58
32 | 201137 | FLOW | 1 of 2 meters each side of 300 to 225 Tee junction falling from Lake Hayes reservoir in Winding pines Road. North meter, measuring North zone. | ACTIVE | QLDC | 347.17 |  | 200 | 0 | WPD 200 |  | 2002-12-31 11:00 |  | LKHAYES | FH_GPS | INVENSYS WPD 200 | GH | 2010-04-19 12:00 | GH | 2010-04-19 12:00 | High |  | {E8DF9D89-67BD-442B-B185-69768F23AB51} |  |  | SDE | 2021-10-31 02:09 | Dunedin 58
33 | 201138 | FLOW | Private supply water meter to Bendemeer subdivision | ACTIVE | QLDC | 431.2 |  | 200 | 0 | WPD 200 |  | 2005-12-31 11:00 |  | LKHAYES | FH_GPS | INVENSYS WPD 200 | GH | 2010-04-19 12:00 | GH | 2010-04-19 12:00 | High |  | {91D59C7F-20F1-4C78-8BA2-2382082F6A6C} |  |  | SDE | 2021-10-31 02:09 | Dunedin 58
34 | 201139 | FLOW | Water meter, paddle wheel type, manually read. Lcated in no exit street below State highway embankment. | ACTIVE | QLDC | 335.94 |  | 150 | 0 | WPD 150 |  | 2003-12-31 11:00 |  | LKHAYES | FH_GPS | INVENSYS WPD 150 | GH | 2010-04-19 12:00 | GH | 2010-04-19 12:00 | High |  | {EFF74D40-DFE0-4D8E-90C3-B27984503B45} |  |  | SDE | 2021-10-31 02:09 | Dunedin 58
35 | 201140 | FLOW |  | ACTIVE | QLDC | 348.06 |  | 50 | 0 | WPD 50 |  | 2006-04-20 12:00 |  | LKHAYES | FH_GPS | INVENSYS WPD 50 | GH | 2010-04-19 12:00 | GH | 2010-04-19 12:00 | High |  | {6E12B565-B6E4-4225-9A9E-DF1B27262F9C} |  |  | SDE | 2021-10-31 02:09 | Dunedin 58
36 | 201141 | FLOW | Rising main meter | ACTIVE | QLDC | 330.42 |  | 200 | 0 | WPD 200 |  | 2002-12-31 11:00 |  | LKHAYES | FH_GPS | INVENSYS WPD 200 | GH | 2010-04-19 12:00 | GH | 2010-04-19 12:00 | High |  | {F026F662-303A-4F3D-987D-41AF80D7997D} |  |  | SDE | 2021-10-31 02:09 | Dunedin 58
37 | 201142 | FLOW | Slopehill Properties water meter, supplies a private water pump station. | ACTIVE | QLDC | 389.66 |  | 50 | 90752367 |  |  | 2005-12-31 11:00 |  | LKHAYES | FH_GPS |  | GH | 2010-04-19 12:00 | GH | 2010-04-19 12:00 | High |  | {6B8E0052-31A7-46A7-813A-73971D946DB9} |  |  | SDE | 2021-10-31 02:09 | Dunedin 58
38 | 201143 | FLOW | 100mm Bulk Flow meter for the Teraces development (FM4 on meter reading schedule) | ACTIVE | QLDC | 392.28 |  | 100 | 0 | WPD 100 |  | 2003-05-31 12:00 |  | LKHAYES | FH_GPS | INVENSYS WPD 100 | GH | 2010-04-19 12:00 | GH | 2010-04-19 12:00 | High |  | {7ACFEFCA-F716-4246-8053-E4EC985F4DFF} |  |  | SDE | 2021-10-31 02:09 | Dunedin 58
39 | 201544 | DOMESTIC | Service Address: 33 Arrowtown-Lake Hayes Rd | ACTIVE | QLDC | 349.64 |  | 20 | 1512369 | GM900 |  | 2006-02-20 11:00 |  | LKHAYES | FH_GPS | Acuflow GM900 Manifold | GH | 2010-04-19 12:00 | GH | 2010-04-19 12:00 | High |  | {6F21E465-1BF5-4168-A809-EEA620DF30A8} |  |  | SDE | 2021-10-31 02:09 | Dunedin 58
40 | 201545 | DOMESTIC |  | ACTIVE | QLDC | 349.68 |  | 20 | 1512370 | GM900 |  | 2006-02-20 11:00 |  | LKHAYES | FH_GPS | Acuflow GM900 Manifold | GH | 2010-04-19 12:00 | GH | 2010-04-19 12:00 | High |  | {7A4AC919-40FE-4C4A-AE25-830B7F8EDEDA} |  |  | SDE | 2021-10-31 02:09 | Dunedin 58
41 | 201546 | DOMESTIC | Service Address: 37 Arrowtown-Lake Hayes Rd | ACTIVE | QLDC | 348.31 |  | 20 | 1512503 | GM900 |  | 2006-02-20 11:00 |  | LKHAYES | FH_GPS | Acuflow GM900 Manifold | GH | 2010-04-19 12:00 | GH | 2010-04-19 12:00 | High |  | {84F5EB90-9023-406E-9D6E-D892E5D76898} |  |  | SDE | 2021-10-31 02:09 | Dunedin 58
42 | 201547 | DOMESTIC | Service Address: 216 Arrowtown-Lake Hayes Rd | ACTIVE | QLDC | 347.08 |  | 20 | 1507924 | GM900 |  | 2005-09-12 12:00 |  | LKHAYES | FH_GPS | Acuflow GM900 Manifold | GH | 2010-04-19 12:00 | GH | 2010-04-19 12:00 | High |  | {D0B7C2A8-613D-49BE-895C-B30A5BACA902} |  |  | SDE | 2021-10-31 02:09 | Dunedin 58
43 | 201548 | DOMESTIC | Service Address: Arrowtown Lake Hayes Rd (Guthrie Subdivision) | ACTIVE | QLDC | 383.39 |  | 20 | 1512371 | GM900 |  | 2006-03-13 11:00 |  | LKHAYES | FH_GPS | Acuflow GM900 Manifold | GH | 2010-04-19 12:00 | GH | 2010-04-19 12:00 | High |  | {DC70281B-D940-4BDB-8A8A-EEDF6721DC5E} |  |  | SDE | 2021-10-31 02:09 | Dunedin 58
44 | 201549 | DOMESTIC | Service Address: Arrowtown Lake Hayes Rd (Guthrie Subdivision) | ACTIVE | QLDC | 381.55 |  | 20 | 1512374 | GM900 |  | 2006-03-13 11:00 |  | LKHAYES | FH_GPS | Acuflow GM900 Manifold | GH | 2010-04-19 12:00 | GH | 2010-04-19 12:00 | High |  | {84F596A0-BA30-4C9C-86FC-312D55002BE3} |  |  | SDE | 2021-10-31 02:09 | Dunedin 58
45 | 201550 | DOMESTIC | Service Address: Arrowtown Lake Hayes Rd (Guthrie Subdivision) | ACTIVE | QLDC | 380.28 |  | 20 | 1512409 | GM900 |  | 2008-03-27 11:00 |  | LKHAYES | FH_GPS | Acuflow GM900 Manifold | GH | 2010-04-19 12:00 | GH | 2010-04-19 12:00 | High |  | {744D08FC-DFD8-4AE5-B137-BCF94F84FB97} |  |  | SDE | 2021-10-31 02:09 | Dunedin 58
46 | 201551 | DOMESTIC | Service Address: 903 SH6 Bendemeer | ACTIVE | QLDC | 457.64 |  | 20 | 1512489 | GM900 |  | 2006-02-21 11:00 |  | LKHAYES | FH_GPS | Acuflow GM900 Manifold | GH | 2010-04-19 12:00 | GH | 2010-04-19 12:00 | High |  | {0FE8F3A0-3BEB-491F-8AB4-194FDAF8B9C6} |  |  | SDE | 2021-10-31 02:09 | Dunedin 58
47 | 201552 | DOMESTIC | Service Address: 903 SH6 Bendemeer | ACTIVE | QLDC | 450.11 |  | 20 | 1512490 | GM900 |  | 2006-02-21 11:00 |  | LKHAYES | FH_GPS | Acuflow GM900 Manifold | GH | 2010-04-19 12:00 | GH | 2010-04-19 12:00 | High |  | {E591661A-BB46-4B6C-92E3-427BDF0E2134} |  |  | SDE | 2021-10-31 02:09 | Dunedin 58
48 | 201553 | DOMESTIC | Service Address: 903 SH6 Bendemeer | ACTIVE | QLDC | 409.27 |  | 20 | 1512510 | GM900 |  | 2006-02-21 11:00 |  | LKHAYES | FH_GPS | Acuflow GM900 Manifold - 10.0m O/S Along Building Towards Main Road | GH | 2010-04-19 12:00 | GH | 2010-04-19 12:00 | High |  | {CB45ABDA-26C0-41BA-8885-C5679247B382} |  |  | SDE | 2021-10-31 02:09 | Dunedin 58
49 | 201554 | DOMESTIC | Service Address: 903 SH6 Bendemeer | ACTIVE | QLDC | 410.38 |  | 20 | 1523195 | GM900 |  | 2008-09-11 12:00 |  | LKHAYES | FH_GPS | Acuflow GM900 Manifold | GH | 2010-04-19 12:00 | GH | 2010-04-19 12:00 | High |  | {537AA181-123E-4051-9487-A2F2BC2C6626} |  |  | SDE | 2021-10-31 02:09 | Dunedin 58
50 | 201555 | DOMESTIC | Service Address: 13 Jean Robbin Rd | ACTIVE | QLDC | 347.54 |  | 20 | 1523193 | GM900 |  | 2008-08-19 12:00 |  | LKHAYES | FH_GPS | Acuflow GM900 Manifold | GH | 2010-04-19 12:00 | GH | 2010-04-19 12:00 | High |  | {79215091-C336-4F50-8CEC-EF9CCAA10DBD} |  |  | SDE | 2021-10-31 02:09 | Dunedin 58
51 | 201556 | DOMESTIC | Service Address: 792 SH6 Lake Hayes Views | ACTIVE | QLDC | 397.99 |  | 20 | 31557 |  |  | 2007-05-16 12:00 |  | LKHAYES | FH_GPS |  | GH | 2010-04-19 12:00 | GH | 2010-04-19 12:00 | High |  | {A8A12854-93E3-45CF-86F9-451FE2D4C814} |  |  | SDE | 2021-10-31 02:09 | Dunedin 58
52 | 201557 | DOMESTIC | Service Address: 10 Rutherford Rd | ACTIVE | QLDC | 355.12 |  | 20 | 1512517 | GM900 |  | 2005-04-29 12:00 |  | LKHAYES | FH_GPS | Acuflow GM900 Manifold | GH | 2010-04-19 12:00 | GH | 2010-04-19 12:00 | High |  | {A49816F8-0356-4FFA-84EF-43322B9650BD} |  |  | SDE | 2021-10-31 02:09 | Dunedin 58
53 | 201558 | DOMESTIC | Service Address: 756 SH6 | ACTIVE | QLDC | 346.65 |  | 20 | 1512339 | GM900 |  | 2006-03-28 11:00 |  | LKHAYES | FH_GPS | Acuflow GM900 Manifold | GH | 2010-04-19 12:00 | GH | 2010-04-19 12:00 | High |  | {8382931C-575F-492C-9D32-54F531A717BA} |  |  | SDE | 2021-10-31 02:09 | Dunedin 58
54 | 201559 | DOMESTIC | Service Address: 414 Speargrass Flat Rd (Taramea Views) | ACTIVE | QLDC | 372.08 |  | 20 | 1512383 | GM900 |  | 2008-01-07 11:00 |  | LKHAYES | FH_GPS | Acuflow GM900 Manifold | GH | 2010-04-19 12:00 | GH | 2010-04-19 12:00 | High |  | {8660BF5A-C093-4947-9DCE-09BF3B8CA36C} |  |  | SDE | 2021-10-31 02:09 | Dunedin 58
55 | 201560 | DOMESTIC | Service Address: 414 Speargrass Flat Rd (Taramea Views) | ACTIVE | QLDC | 371.65 |  | 20 | 1512384 | GM900 |  | 2008-01-07 11:00 |  | LKHAYES | FH_GPS | Acuflow GM900 Manifold | GH | 2010-04-19 12:00 | GH | 2010-04-19 12:00 | High |  | {E208A2A1-71B9-42B6-A8D6-B0ED59DAF014} |  |  | SDE | 2021-10-31 02:09 | Dunedin 58
56 | 201561 | DOMESTIC | Service Address: 414 Speargrass Flat Rd (Taramea Views) | ACTIVE | QLDC | 371.07 |  | 20 | 1517673 | GM900 |  | 2008-01-07 11:00 |  | LKHAYES | FH_GPS | Acuflow GM900 Manifold | GH | 2010-04-19 12:00 | GH | 2010-04-19 12:00 | High |  | {139F73FC-A94E-4F81-A70E-6CB8CEAB3B95} |  |  | SDE | 2021-10-31 02:09 | Dunedin 58
57 | 201562 | DOMESTIC | Service Address: 414 Speargrass Flat Rd (Taramea Views) | ACTIVE | QLDC | 371.09 |  | 20 | 1517674 | GM900 |  | 2008-01-07 11:00 |  | LKHAYES | FH_GPS | Acuflow GM900 Manifold | GH | 2010-04-19 12:00 | GH | 2010-04-19 12:00 | High |  | {4788C353-C56B-43B8-AB3A-A2A98B6A4189} |  |  | SDE | 2021-10-31 02:09 | Dunedin 58
58 | 201563 | DOMESTIC | Service Address: 414 Speargrass Flat Rd (Taramea Views) | ACTIVE | QLDC | 369.42 |  | 20 | 1523265 | GM900 |  | 2010-02-03 11:00 |  | LKHAYES | FH_GPS | Acuflow GM900 Manifold | GH | 2010-04-19 12:00 | GH | 2010-04-19 12:00 | High |  | {6DCD09C1-B84B-4390-AC37-DCCE90868522} |  |  | SDE | 2021-10-31 02:09 | Dunedin 58
59 | 201564 | DOMESTIC | Service Address: 418 Speargrass Flat Rd | ACTIVE | QLDC | 357.66 |  | 20 | 1512519 | GM900 |  | 2007-04-03 12:00 |  | LKHAYES | FH_GPS | Acuflow GM900 Manifold | GH | 2010-04-19 12:00 | GH | 2010-04-19 12:00 | High |  | {FE7CA554-592E-4181-84E0-8F1BD90C0242} |  |  | SDE | 2021-10-31 02:09 | Dunedin 58
60 | 201565 | DOMESTIC | Service Address: 418 Speargrass Flat Rd | ACTIVE | QLDC | 357.6 |  | 20 | 1517216 | GM900 |  | 2007-04-03 12:00 |  | LKHAYES | FH_GPS | Acuflow GM900 Manifold | GH | 2010-04-19 12:00 | GH | 2010-04-19 12:00 | High |  | {A9F4E208-2F87-464F-B12B-7966EEF728BE} |  |  | SDE | 2021-10-31 02:09 | Dunedin 58
61 | 201566 | DOMESTIC | Service Address: 418 Speargrass Flat Rd | ACTIVE | QLDC | 358.74 |  | 20 | 1517217 | GM900 |  | 2007-04-03 12:00 |  | LKHAYES | FH_GPS | Acuflow GM900 Manifold | GH | 2010-04-19 12:00 | GH | 2010-04-19 12:00 | High |  | {40C86D2C-46DA-4C0D-B161-A3C8337323CC} |  |  | SDE | 2021-10-31 02:09 | Dunedin 58
62 | 201567 | DOMESTIC | Service Address: 418 Speargrass Flat Rd | ACTIVE | QLDC | 360.15 |  | 20 | 1517218 | GM900 |  | 2007-04-03 12:00 |  | LKHAYES | FH_GPS | Acuflow GM900 Manifold | GH | 2010-04-19 12:00 | GH | 2010-04-19 12:00 | High |  | {77A61F7E-7393-47D5-A81E-91A9A0513C32} |  |  | SDE | 2021-10-31 02:09 | Dunedin 58
63 | 201568 | DOMESTIC | Service Address: 418 Speargrass Flat Rd | ACTIVE | QLDC | 358.73 |  | 20 | 1517219 | GM900 |  | 2007-04-03 12:00 |  | LKHAYES | FH_GPS | Acuflow GM900 Manifold | GH | 2010-04-19 12:00 | GH | 2010-04-19 12:00 | High |  | {5764A11A-B013-4B9A-A2CE-BDAD75285C84} |  |  | SDE | 2021-10-31 02:09 | Dunedin 58
64 | 201569 | DOMESTIC | Service Address: 468 Speargrass Flat Rd | ACTIVE | QLDC | 358.23 |  | 20 | 1508321 | GM900 |  | 2005-03-02 11:00 |  | LKHAYES | FH_GPS | Acuflow GM900 Manifold | GH | 2010-04-19 12:00 | GH | 2010-04-19 12:00 | High |  | {7D4185E9-AEF1-49E1-8937-1B028FD13888} |  |  | SDE | 2021-10-31 02:09 | Dunedin 58
65 | 201570 | DOMESTIC | Service Address: 470 Speargrass Flat Rd | ACTIVE | QLDC | 358.33 |  | 20 | 1512528 | GM900 |  | 2006-10-24 11:00 |  | LKHAYES | FH_GPS | Acuflow GM900 Manifold | GH | 2010-04-19 12:00 | GH | 2010-04-19 12:00 | High |  | {75B5AE2D-27C7-4770-95E4-DC92DE941800} |  |  | SDE | 2021-10-31 02:09 | Dunedin 58
66 | 201571 | DOMESTIC | Service Address: 472 Speargrass Flat Rd | ACTIVE | QLDC | 358.36 |  | 20 | 1508334 | GM900 |  | 2005-03-02 11:00 |  | LKHAYES | FH_GPS | Acuflow GM900 Manifold | GH | 2010-04-19 12:00 | GH | 2010-04-19 12:00 | High |  | {7EDED97B-1DBF-4DE5-9EAB-BFF93B7D3A33} |  |  | SDE | 2021-10-31 02:09 | Dunedin 58
67 | 201572 | DOMESTIC | Service Address: 513 Speargrass Flat Rd | ACTIVE | QLDC | 355.79 |  | 20 | 1507923 | GM900 |  | 2005-09-12 12:00 |  | LKHAYES | FH_GPS | Acuflow GM900 Manifold | GH | 2010-04-19 12:00 | GH | 2010-04-19 12:00 | High |  | {452FF920-2F57-4E31-84D2-AFB4BFB59B0F} |  |  | SDE | 2021-10-31 02:09 | Dunedin 58
68 | 201573 | DOMESTIC | Service Address: 527 Speargrass Flat Rd | ACTIVE | QLDC | 350.48 |  | 20 | 1508359 | GM900 |  | 2005-03-21 11:00 |  | LKHAYES | FH_GPS | Acuflow GM900 Manifold | GH | 2010-04-19 12:00 | GH | 2010-04-19 12:00 | High |  | {F05E37F3-F5E8-42EB-A846-D0B1241B5BE0} |  |  | SDE | 2021-10-31 02:09 | Dunedin 58
69 | 201574 | DOMESTIC | Service Address: 529 Speargrass Flat Rd | ACTIVE | QLDC | 351.02 |  | 20 | 1508343 | GM900 |  | 2005-03-02 11:00 |  | LKHAYES | FH_GPS | Acuflow GM900 Manifold | GH | 2010-04-19 12:00 | GH | 2010-04-19 12:00 | High |  | {92E5921C-9AEC-43FC-9A7D-D9EABA846DBD} |  |  | SDE | 2021-10-31 02:09 | Dunedin 58
70 | 201575 | DOMESTIC | Service Address: 531 Speargrass Flat Rd | ACTIVE | QLDC | 351.1 |  | 20 | 1510762 | GM900 |  | 2005-11-08 11:00 |  | LKHAYES | FH_GPS | Acuflow GM900 Manifold | GH | 2010-04-19 12:00 | GH | 2010-04-19 12:00 | High |  | {7633D1AB-AE7A-430F-81BF-534F532A30A3} |  |  | SDE | 2021-10-31 02:09 | Dunedin 58
71 | 201576 | DOMESTIC | Service Address: 533 Speargrass Flat Rd | ACTIVE | QLDC | 350.87 |  | 20 | 1512340 | GM900 |  | 1900-12-31 11:00 |  | LKHAYES | FH_GPS | Acuflow GM900 Manifold | GH | 2010-04-19 12:00 | GH | 2010-04-19 12:00 | High |  | {6AA7B4DB-CAC0-4FE2-9C8C-578AA0CCB0F4} |  |  | SDE | 2021-10-31 02:09 | Dunedin 58
72 | 201577 | DOMESTIC | Service Address: 535 Speargrass Flat Rd | ACTIVE | QLDC | 350.84 |  | 20 | 1512518 | GM900 |  | 2007-02-08 11:00 |  | LKHAYES | FH_GPS | Acuflow GM900 Manifold | GH | 2010-04-19 12:00 | GH | 2010-04-19 12:00 | High |  | {262DDEC0-D7E3-44F7-8EBA-4B74AFEAAC3B} |  |  | SDE | 2021-10-31 02:09 | Dunedin 58
73 | 201578 | DOMESTIC | Service Address: 538 Speargrass Flat Rd | ACTIVE | QLDC | 350.35 |  | 20 | 1507922 | GM900 |  | 2005-09-12 12:00 |  | LKHAYES | FH_GPS | Acuflow GM900 Manifold | GH | 2010-04-19 12:00 | GH | 2010-04-19 12:00 | High |  | {C38C8F7B-9CC7-4E6E-9BAD-23C9C53D4ACA} |  |  | SDE | 2021-10-31 02:09 | Dunedin 58
74 | 201579 | DOMESTIC | Service Address: 538 Speargrass Flat Rd | ACTIVE | QLDC | 350.43 |  | 20 | 1509890 | GM900 |  | 2005-09-12 12:00 |  | LKHAYES | FH_GPS | Acuflow GM900 Manifold | GH | 2010-04-19 12:00 | GH | 2010-04-19 12:00 | High |  | {0E7548EF-050C-4D97-9D13-E308F7FBD338} |  |  | SDE | 2021-10-31 02:09 | Dunedin 58
75 | 201580 | DOMESTIC | Service Address: 548 Speargrass Flat Rd (Richan subdivision) | ACTIVE | QLDC | 338.39 |  | 20 | 1511441 | GM900 |  | 2006-02-02 11:00 |  | LKHAYES | FH_GPS | Acuflow GM900 Manifold | GH | 2010-04-19 12:00 | GH | 2010-04-19 12:00 | High |  | {4807568E-E67C-49F5-9455-AF27DF5D1831} |  |  | SDE | 2021-10-31 02:09 | Dunedin 58
76 | 201581 | DOMESTIC | Service Address: 554 Speargrass Flat Rd (Richan subdivision) | ACTIVE | QLDC | 335.58 |  | 20 | 1512526 | GM900 |  | 2006-10-31 11:00 |  | LKHAYES | FH_GPS | Acuflow GM900 Manifold | GH | 2010-04-19 12:00 | GH | 2010-04-19 12:00 | High |  | {C929833D-56C9-49C0-91BA-80EC66A5F7B5} |  |  | SDE | 2021-10-31 02:09 | Dunedin 58
77 | 201582 | DOMESTIC | Service Address: 554 Speargrass Flat Rd (Richan subdivision) | ACTIVE | QLDC | 336.3 |  | 20 | 1523186 | GM900 |  | 2009-07-13 12:00 |  | LKHAYES | FH_GPS | Acuflow GM900 Manifold | GH | 2010-04-19 12:00 | GH | 2010-04-19 12:00 | High |  | {32ED68F9-CC92-4ADF-AA5B-E5B659BF3C0A} |  |  | SDE | 2021-10-31 02:09 | Dunedin 58
78 | 201583 | DOMESTIC | Service Address: 558 Speargrass Flat Rd | ACTIVE | QLDC | 348.16 |  | 20 | 1512321 | GM900 |  | 2006-06-26 12:00 |  | LKHAYES | FH_GPS | Acuflow GM900 Manifold | GH | 2010-04-19 12:00 | GH | 2010-04-19 12:00 | High |  | {00D9DA17-0B03-449D-8F19-EBA45CCB8767} |  |  | SDE | 2021-10-31 02:09 | Dunedin 58
79 | 201584 | DOMESTIC | Service Address: 564 Speargrass Flat Rd | ACTIVE | QLDC | 348.82 |  | 20 | 1508379 | GM900 |  | 2005-03-02 11:00 |  | LKHAYES | FH_GPS | Acuflow GM900 Manifold | GH | 2010-04-19 12:00 | GH | 2010-04-19 12:00 | High |  | {37841038-7DE6-41C6-B54E-970603C459AF} |  |  | SDE | 2021-10-31 02:09 | Dunedin 58
80 | 201585 | DOMESTIC | Service Address: 577 Speargrass Flat Rd | ACTIVE | QLDC | 347.65 |  | 20 | 1512325 | GM900 |  | 2006-04-02 12:00 |  | LKHAYES | FH_GPS | Acuflow GM900 Manifold | GH | 2010-04-19 12:00 | GH | 2010-04-19 12:00 | High |  | {DB705D6B-5CE7-47A6-88EA-6236535D36CB} |  |  | SDE | 2021-10-31 02:09 | Dunedin 58
81 | 201586 | DOMESTIC | Service Address: 438? 418 Speargrass Flat Rd | ACTIVE | QLDC | 359.99 |  | 20 | 1517220 | GM900 |  | 2007-04-03 12:00 |  | LKHAYES | FH_GPS | Acuflow GM900 Manifold | GH | 2010-04-19 12:00 | GH | 2010-04-19 12:00 | High |  | {A07AEB3F-5D24-4493-AEB8-6612836F01B0} |  |  | SDE | 2021-10-31 02:09 | Dunedin 58
82 | 201587 | DOMESTIC | Service Address: 5 Wilding Rd (Terraces Subdivision) | ACTIVE | QLDC | 388.68 |  | 20 | 1512540 | GM900 |  | 2006-10-09 11:00 |  | LKHAYES | FH_GPS | Acuflow GM900 Manifold | GH | 2010-04-19 12:00 | GH | 2010-04-19 12:00 | High |  | {8F37FC12-A0C4-4C2F-AF93-530727CB5DF2} |  |  | SDE | 2021-10-31 02:09 | Dunedin 58
83 | 201588 | DOMESTIC | Service Address: 12 Alec Robbins Rd | ACTIVE | QLDC | 346.74 |  | 20 | 1512543 | GM900 |  | 2006-02-21 11:00 |  | LKHAYES | FH_GPS | Acuflow GM900 Manifold | GH | 2010-04-19 12:00 | GH | 2010-04-19 12:00 | High |  | {5B992C2D-6F66-4BAD-9050-2B27A49B6763} |  |  | SDE | 2021-10-31 02:09 | Dunedin 58
84 | 201589 | DOMESTIC | Service Address: 20 Alec Robbins Rd | ACTIVE | QLDC | 347.01 |  | 20 | 1512541 | GM900 |  | 2006-02-21 11:00 |  | LKHAYES | FH_GPS | Acuflow GM900 Manifold | GH | 2010-04-19 12:00 | GH | 2010-04-19 12:00 | High |  | {0B9E091A-74FC-413C-87DB-A380E0B5CC47} |  |  | SDE | 2021-10-31 02:09 | Dunedin 58
85 | 201590 | DOMESTIC | Service Address: 11 Alfred Duncan Dr | ACTIVE | QLDC | 397.97 |  | 20 | 1512385 | GM900 |  | 2009-03-10 11:00 |  | LKHAYES | FH_GPS | Acuflow GM900 Manifold | GH | 2010-04-19 12:00 | GH | 2010-04-19 12:00 | High |  | {81EE7BB0-37FE-427E-84BC-A42E726B942C} |  |  | SDE | 2021-10-31 02:09 | Dunedin 58
86 | 201591 | DOMESTIC | Service Address: 5 Arrowtown-Lake Hayes Rd | ACTIVE | QLDC | 345.09 |  | 20 | 1512402 | GM900 |  | 2006-02-20 11:00 |  | LKHAYES | FH_GPS | Acuflow GM900 Manifold - O/S Across Driveway | GH | 2010-04-19 12:00 | GH | 2010-04-19 12:00 | High |  | {1D3CF92A-3054-447E-8550-1BF1BE3BED15} |  |  | SDE | 2021-10-31 02:09 | Dunedin 58
87 | 201592 | DOMESTIC | Service Address: 7 Arrowtown-Lake Hayes Rd | ACTIVE | QLDC | 344.01 |  | 20 | 1512401 | GM900 |  | 2006-02-20 11:00 |  | LKHAYES | FH_GPS | Acuflow GM900 Manifold | GH | 2010-04-19 12:00 | GH | 2010-04-19 12:00 | High |  | {A2EB05D9-4005-4C68-975B-5EB623033D23} |  |  | SDE | 2021-10-31 02:09 | Dunedin 58
88 | 201593 | DOMESTIC | Service Address: 10 Arrowtown-Lake Hayes Rd | ACTIVE | QLDC | 347.26 |  | 20 | 1512405 | GM900 |  | 2006-02-20 11:00 |  | LKHAYES | FH_GPS | Acuflow GM900 Manifold | GH | 2010-04-19 12:00 | GH | 2010-04-19 12:00 | High |  | {4911B2AB-13A0-4434-99BE-ACFB39C0BE54} |  |  | SDE | 2021-10-31 02:09 | Dunedin 58
89 | 201594 | DOMESTIC | Service Address: 11 Arrowtown-Lake Hayes Rd | ACTIVE | QLDC | 345.13 |  | 20 | 1512500 | GM900 |  | 2006-02-20 11:00 |  | LKHAYES | FH_GPS | Acuflow GM900 Manifold | GH | 2010-04-19 12:00 | AC | 2010-12-19 11:00 | High |  | {A296C495-A09C-4823-86FC-17B4F5245D04} |  |  | SDE | 2021-10-31 02:09 | Dunedin 58
90 | 201595 | DOMESTIC | Service Address: 13 Arrowtown-Lake Hayes Rd | ACTIVE | QLDC | 346.82 |  | 20 | 1512324 | GM900 |  | 2006-04-10 12:00 |  | LKHAYES | FH_GPS | Acuflow GM900 Manifold - 2.0m O/S at Right Angle to Road | GH | 2010-04-19 12:00 | GH | 2010-04-19 12:00 | High |  | {626EA36B-74E6-42EC-9FC0-64D0A0FBA626} |  |  | SDE | 2021-10-31 02:09 | Dunedin 58
91 | 201596 | DOMESTIC | Service Address: 14 Arrowtown-Lake Hayes Rd | ACTIVE | QLDC | 347.88 |  | 20 | 1512509 | GM900 |  | 2006-02-20 11:00 |  | LKHAYES | FH_GPS | Acuflow GM900 Manifold - 8.2m O/S at Right Angle to Road | GH | 2010-04-19 12:00 | GH | 2010-04-19 12:00 | High |  | {3F3CC912-438A-43F6-840D-F059E2C4945A} |  |  | SDE | 2021-10-31 02:09 | Dunedin 58
92 | 201597 | DOMESTIC | Service Address: 15 Arrowtown-Lake Hayes Rd | ACTIVE | QLDC | 347.67 |  | 20 | 1512338 | GM900 |  | 2006-03-29 11:00 |  | LKHAYES | FH_GPS | Acuflow GM900 Manifold | GH | 2010-04-19 12:00 | GH | 2010-04-19 12:00 | High |  | {4EB0D6B7-E213-4E40-8349-CE1605043004} |  |  | SDE | 2021-10-31 02:09 | Dunedin 58
93 | 201598 | DOMESTIC | Service Address: 16 Arrowtown-Lake Hayes Rd | ACTIVE | QLDC | 349.45 |  | 20 | 1517672 | GM900 |  | 2007-09-25 12:00 |  | LKHAYES | FH_GPS | Acuflow GM900 Manifold - 9.0m O/S at Right Angle to Road | GH | 2010-04-19 12:00 | GH | 2010-04-19 12:00 | High |  | {27464E04-04D6-4BA6-8122-0BF282C098B7} |  |  | SDE | 2021-10-31 02:09 | Dunedin 58
94 | 201599 | DOMESTIC | Service Address: 19 Arrowtown-Lake Hayes Rd | ACTIVE | QLDC | 350.66 |  | 20 | 1512323 | GM900 |  | 2006-04-03 12:00 |  | LKHAYES | FH_GPS | Acuflow GM900 Manifold | GH | 2010-04-19 12:00 | GH | 2010-04-19 12:00 | High |  | {6B6355B6-263B-4D89-86FA-B900127A248E} |  |  | SDE | 2021-10-31 02:09 | Dunedin 58
95 | 201600 | DOMESTIC | Service Address: 21 Arrowtown-Lake Hayes Rd | ACTIVE | QLDC | 352.06 |  | 20 | 1512403 | GM900 |  | 2006-02-20 11:00 |  | LKHAYES | FH_GPS | Acuflow GM900 Manifold - 2.5m O/S at Right Angle to Road | GH | 2010-04-19 12:00 | GH | 2010-04-19 12:00 | High |  | {D22AFD67-B4EE-486A-ABE8-A863026B4A5C} |  |  | SDE | 2021-10-31 02:09 | Dunedin 58
96 | 201601 | DOMESTIC | Service Address: 23 Arrowtown-Lake Hayes Rd | ACTIVE | QLDC | 352.36 |  | 20 | 1512502 | GM900 |  | 2006-02-20 11:00 |  | LKHAYES | FH_GPS | Acuflow GM900 Manifold | GH | 2010-04-19 12:00 | GH | 2010-04-19 12:00 | High |  | {33A1590A-06DF-4360-9763-DFFE9B9E5CAA} |  |  | SDE | 2021-10-31 02:09 | Dunedin 58
97 | 201602 | DOMESTIC | Service Address: 25 Arrowtown-Lake Hayes Rd | ACTIVE | QLDC | 352.96 |  | 20 | 1512504 | GM900 |  | 2006-02-20 11:00 |  | LKHAYES | FH_GPS | Acuflow GM900 Manifold | GH | 2010-04-19 12:00 | GH | 2010-04-19 12:00 | High |  | {8F30EAC4-B461-4A36-85F5-34B812D09096} |  |  | SDE | 2021-10-31 02:09 | Dunedin 58
98 | 201603 | DOMESTIC | Service Address: 27 Arrowtown-Lake Hayes Rd | ACTIVE | QLDC | 350.49 |  | 20 | 1512505 | GM900 |  | 2006-02-20 11:00 |  | LKHAYES | FH_GPS | Acuflow GM900 Manifold | GH | 2010-04-19 12:00 | GH | 2010-04-19 12:00 | High |  | {E3422DF2-82FD-4A3B-B997-0954E5437DB0} |  |  | SDE | 2021-10-31 02:09 | Dunedin 58
99 | 201604 | DOMESTIC | Service Address: 29 Arrowtown-Lake Hayes Rd | ACTIVE | QLDC | 350.43 |  | 20 | 1512501 | GM900 |  | 2006-02-20 11:00 |  | LKHAYES | FH_GPS | Acuflow GM900 Manifold | GH | 2010-04-19 12:00 | GH | 2010-04-19 12:00 | High |  | {CC19EFDF-026B-4953-82A5-3C2A00C2FA59} |  |  | SDE | 2021-10-31 02:09 | Dunedin 58
100 | 201605 | DOMESTIC | Service Address: 31 Arrowtown-Lake Hayes Rd | ACTIVE | QLDC | 350.19 |  | 20 | 1512520 | GM900 |  | 2007-04-03 12:00 |  | LKHAYES | FH_GPS | Acuflow GM900 Manifold | GH | 2010-04-19 12:00 | GH | 2010-04-19 12:00 | High |  | {EC2966D9-B966-4B3A-83D8-A2C0CDB5A455} |  |  | SDE | 2021-10-31 02:09 | Dunedin 58
101 | 201606 | DOMESTIC | Service Address: 39 Arrowtown-Lake Hayes Rd | ACTIVE | QLDC | 348.23 |  | 20 | 1512367 | GM900 |  | 2006-02-20 11:00 |  | LKHAYES | FH_GPS | Acuflow GM900 Manifold | GH | 2010-04-19 12:00 | GH | 2010-04-19 12:00 | High |  | {94A74CF1-D33B-455D-ADE3-9FEA45434A76} |  |  | SDE | 2021-10-31 02:09 | Dunedin 58
102 | 201607 | DOMESTIC | Service Address: 41 Arrowtown-Lake Hayes Rd | ACTIVE | QLDC | 347.37 |  | 20 | 1512366 | GM900 |  | 2006-02-20 11:00 |  | LKHAYES | FH_GPS | Acuflow GM900 Manifold | GH | 2010-04-19 12:00 | GH | 2010-04-19 12:00 | High |  | {F405404F-2F1C-4314-A150-5489E2752D2C} |  |  | SDE | 2021-10-31 02:09 | Dunedin 58
103 | 201608 | DOMESTIC | Service Address: 43 Arrowtown-Lake Hayes Rd | REMOVED | QLDC | 346.55 |  | 20 | 1512368 | GM900 |  | 2006-02-20 11:00 |  | LKHAYES | FH_GPS | Acuflow GM900 Manifold. Removed RM190568. 9/11/20 | GH | 2010-04-19 12:00 | BFC | 2020-11-08 11:00 | High |  | {10E30853-A630-4E0D-A6F8-A63DFB195C09} |  |  | SDE | 2021-10-31 02:09 | Dunedin 58
104 | 201609 | DOMESTIC | Service Address: 45 Arrowtown-Lake Hayes Rd | ACTIVE | QLDC | 346.25 |  | 20 | 1512551 | GM900 |  | 2006-02-20 11:00 |  | LKHAYES | FH_GPS | Acuflow GM900 Manifold | GH | 2010-04-19 12:00 | GH | 2010-04-19 12:00 | High |  | {B80C2197-81F0-4AA0-9ABD-973835772F29} |  |  | SDE | 2021-10-31 02:09 | Dunedin 58
105 | 201610 | DOMESTIC | Service Address: 47 Arrowtown-Lake Hayes Rd | ACTIVE | QLDC | 345.76 |  | 20 | 1512554 | GM900 |  | 2006-02-20 11:00 |  | LKHAYES | FH_GPS | Acuflow GM900 Manifold | GH | 2010-04-19 12:00 | GH | 2010-04-19 12:00 | High |  | {BF2CFB65-BDC1-4157-ABFE-7E96741C7C36} |  |  | SDE | 2021-10-31 02:09 | Dunedin 58
106 | 201611 | DOMESTIC | Service Address: 49 Arrowtown-Lake Hayes Rd | ACTIVE | QLDC | 345.66 |  | 20 | 1523192 | GM900 |  | 2006-02-20 11:00 |  | LKHAYES | FH_GPS | Acuflow GM900 Manifold | GH | 2010-04-19 12:00 | GH | 2010-04-19 12:00 | High |  | {8DBA5D4D-FAFB-45BE-B3AD-3F0C27368EFB} |  |  | SDE | 2021-10-31 02:09 | Dunedin 58
107 | 201612 | DOMESTIC | Service Address: 53 Arrowtown-Lake Hayes Rd | ACTIVE | QLDC | 346.13 |  | 20 | 1512552 | GM900 |  | 2006-02-20 11:00 |  | LKHAYES | FH_GPS | Acuflow GM900 Manifold | GH | 2010-04-19 12:00 | GH | 2010-04-19 12:00 | High |  | {8BE9BDC4-43CF-4B54-BBBD-7ACB61173328} |  |  | SDE | 2021-10-31 02:09 | Dunedin 58
108 | 201613 | DOMESTIC | Service Address: 55 Arrowtown-Lake Hayes Rd | ACTIVE | QLDC | 345.66 |  | 20 | 1512555 | GM900 |  | 2006-02-20 11:00 |  | LKHAYES | FH_GPS | Acuflow GM900 Manifold | GH | 2010-04-19 12:00 | GH | 2010-04-19 12:00 | High |  | {1B82407C-1FC8-46A7-AEBD-1E1140A808B2} |  |  | SDE | 2021-10-31 02:09 | Dunedin 58
109 | 201614 | DOMESTIC | Service Address: 56 Arrowtown-Lake Hayes Rd | ACTIVE | QLDC | 348.07 |  | 20 | 1512532 | GM900 |  | 2006-02-20 11:00 |  | LKHAYES | FH_GPS | Acuflow GM900 Manifold | GH | 2010-04-19 12:00 | GH | 2010-04-19 12:00 | High |  | {2A7F5F66-1FBE-4334-BA57-1006DEF50230} |  |  | SDE | 2021-10-31 02:09 | Dunedin 58
110 | 201615 | DOMESTIC | Service Address: 57 Arrowtown-Lake Hayes Rd | ACTIVE | QLDC | 346.48 |  | 20 | 1512531 | GM900 |  | 2006-02-20 11:00 |  | LKHAYES | FH_GPS | Acuflow GM900 Manifold - 6.0m O/S at Right Angle to Road | GH | 2010-04-19 12:00 | GH | 2010-04-19 12:00 | High |  | {9850BFC3-90FD-466A-9F34-8D71CE551539} |  |  | SDE | 2021-10-31 02:09 | Dunedin 58
111 | 201616 | DOMESTIC | Service Address: 59 Arrowtown-Lake Hayes Rd | ACTIVE | QLDC | 343.14 |  | 20 | 1523262 | GM900 |  | 2009-11-22 11:00 |  | LKHAYES | FH_GPS | Acuflow GM900 Manifold | GH | 2010-04-19 12:00 | GH | 2010-04-19 12:00 | High |  | {79596A87-A9C9-4190-8153-BE41BE2A082F} |  |  | SDE | 2021-10-31 02:09 | Dunedin 58
112 | 201617 | DOMESTIC | Service Address: 63 Arrowtown-Lake Hayes Rd | ACTIVE | QLDC | 344.88 |  | 20 | 1512534 | GM900 |  | 2006-02-20 11:00 |  | LKHAYES | FH_GPS | Acuflow GM900 Manifold - 3.8m O/S at Right Angle to Road | GH | 2010-04-19 12:00 | GH | 2010-04-19 12:00 | High |  | {6CA5B83E-B5EE-4AA7-A76D-4CA0C3778BC8} |  |  | SDE | 2021-10-31 02:09 | Dunedin 58
113 | 201618 | DOMESTIC | Service Address: 73 Arrowtown-Lake Hayes Rd | ACTIVE | QLDC | 345.76 |  | 20 | 1512535 | GM900 |  | 2006-02-20 11:00 |  | LKHAYES | FH_GPS | Acuflow GM900 Manifold | GH | 2010-04-19 12:00 | GH | 2010-04-19 12:00 | High |  | {C8508DA7-1C98-4038-A4A2-87224E503CB7} |  |  | SDE | 2021-10-31 02:09 | Dunedin 58
114 | 201619 | DOMESTIC | Service Address: 75 Arrowtown-Lake Hayes Rd | ACTIVE | QLDC | 345.76 |  | 20 | 1512533 | GM900 |  | 2006-02-20 11:00 |  | LKHAYES | FH_GPS | Acuflow GM900 Manifold | GH | 2010-04-19 12:00 | GH | 2010-04-19 12:00 | High |  | {16C54D10-9B35-4F3C-92BE-1ACAD80C71B3} |  |  | SDE | 2021-10-31 02:09 | Dunedin 58
115 | 201620 | DOMESTIC | Service Address: 79 Arrowtown-Lake Hayes Rd | ACTIVE | QLDC | 345.56 |  | 20 | 1512332 | GM900 |  | 2006-02-20 11:00 |  | LKHAYES | FH_GPS | Acuflow GM900 Manifold | GH | 2010-04-19 12:00 | GH | 2010-04-19 12:00 | High |  | {6B6E1DEF-17C1-437F-8B6D-FDEAA27D5F65} |  |  | SDE | 2021-10-31 02:09 | Dunedin 58
116 | 201621 | DOMESTIC | Service Address: 80 Arrowtown-Lake Hayes Rd | ACTIVE | QLDC | 348.71 |  | 20 | 1512333 | GM900 |  | 2006-02-20 11:00 |  | LKHAYES | FH_GPS | Acuflow GM900 Manifold | GH | 2010-04-19 12:00 | GH | 2010-04-19 12:00 | High |  | {0AB1EE20-9827-4F53-962C-E9A9E201D456} |  |  | SDE | 2021-10-31 02:09 | Dunedin 58
117 | 201622 | DOMESTIC | Service Address: 81 Arrowtown-Lake Hayes Rd | ACTIVE | QLDC | 346.2 |  | 20 | 1512335 | GM900 |  | 2006-02-20 11:00 |  | LKHAYES | FH_GPS | Acuflow GM900 Manifold | GH | 2010-04-19 12:00 | GH | 2010-04-19 12:00 | High |  | {5397EA62-B92F-43F1-90A7-F19BD3AAD1C0} |  |  | SDE | 2021-10-31 02:09 | Dunedin 58
118 | 201623 | DOMESTIC | Service Address: 82 Arrowtown-Lake Hayes Rd | ACTIVE | QLDC | 348.18 |  | 20 | 1512331 | GM900 |  | 2006-02-20 11:00 |  | LKHAYES | FH_GPS | Acuflow GM900 Manifold | GH | 2010-04-19 12:00 | GH | 2010-04-19 12:00 | High |  | {821EF177-CD20-4397-9962-C390E998D878} |  |  | SDE | 2021-10-31 02:09 | Dunedin 58
119 | 201624 | DOMESTIC | Service Address: 89 Arrowtown-Lake Hayes Rd | ACTIVE | QLDC | 345.16 |  | 20 | 1512334 | GM900 |  | 2006-02-20 11:00 |  | LKHAYES | FH_GPS | Acuflow GM900 Manifold | GH | 2010-04-19 12:00 | GH | 2010-04-19 12:00 | High |  | {38BFA665-4F3A-4976-AAA5-5996B4C52A65} |  |  | SDE | 2021-10-31 02:09 | Dunedin 58
120 | 201625 | DOMESTIC | Service Address: 91 Arrowtown-Lake Hayes Rd | ACTIVE | QLDC | 344.99 |  | 20 | 1512353 | GM900 |  | 2006-03-27 11:00 |  | LKHAYES | FH_GPS | Acuflow GM900 Manifold | GH | 2010-04-19 12:00 | GH | 2010-04-19 12:00 | High |  | {03CC53C5-E332-473E-8AAE-C0285D7E8824} |  |  | SDE | 2021-10-31 02:09 | Dunedin 58
121 | 201626 | DOMESTIC | Service Address: 93 Arrowtown-Lake Hayes Rd | ACTIVE | QLDC | 344.98 |  | 20 | 1512387 | GM900 |  | 2006-02-20 11:00 |  | LKHAYES | FH_GPS | Acuflow GM900 Manifold | GH | 2010-04-19 12:00 | GH | 2010-04-19 12:00 | High |  | {E3D0FC2C-D6A8-49C3-AC45-A988B8087015} |  |  | SDE | 2021-10-31 02:09 | Dunedin 58
122 | 201627 | DOMESTIC | Service Address: 95 Arrowtown-Lake Hayes Rd | ACTIVE | QLDC | 345.15 |  | 20 | 1512386 | GM900 |  | 2006-02-20 11:00 |  | LKHAYES | FH_GPS | Acuflow GM900 Manifold | GH | 2010-04-19 12:00 | GH | 2010-04-19 12:00 | High |  | {81100B8E-DB70-4C8B-BD7A-403879FB64D3} |  |  | SDE | 2021-10-31 02:09 | Dunedin 58
123 | 201628 | DOMESTIC | Service Address: 97 Arrowtown-Lake Hayes Rd | ACTIVE | QLDC | 345.02 |  | 20 | 1523267 | GM900 |  | 2009-11-22 11:00 |  | LKHAYES | FH_GPS | Acuflow GM900 Manifold | GH | 2010-04-19 12:00 | GH | 2010-04-19 12:00 | High |  | {237AC3D6-E054-4757-AA77-932D488829D0} |  |  | SDE | 2021-10-31 02:09 | Dunedin 58
124 | 201629 | DOMESTIC | Service Address: 99 Arrowtown-Lake Hayes Rd | ACTIVE | QLDC | 345.81 |  | 20 | 1512506 | GM900 |  | 2006-03-01 11:00 |  | LKHAYES | FH_GPS | Acuflow GM900 Manifold - 7.0m O/S at Right Angle to Road | GH | 2010-04-19 12:00 | GH | 2010-04-19 12:00 | High |  | {700F09B2-15E1-4121-8003-16FAB5DCB491} |  |  | SDE | 2021-10-31 02:09 | Dunedin 58
125 | 201630 | DOMESTIC | Service Address: 101 Arrowtown-Lake Hayes Rd | ACTIVE | QLDC | 344.61 |  | 20 | 1523191 | GM900 |  | 2008-10-19 11:00 |  | LKHAYES | FH_GPS | Acuflow GM900 Manifold | GH | 2010-04-19 12:00 | GH | 2010-04-19 12:00 | High |  | {F7945199-38B6-4392-9A5B-E9DDF6608F41} |  |  | SDE | 2021-10-31 02:09 | Dunedin 58
126 | 201631 | DOMESTIC | Service Address: 103 Arrowtown-Lake Hayes Rd | ACTIVE | QLDC | 345.51 |  | 20 | 1512388 | GM900 |  | 2006-02-20 11:00 |  | LKHAYES | FH_GPS | Acuflow GM900 Manifold | GH | 2010-04-19 12:00 | GH | 2010-04-19 12:00 | High |  | {D23319B0-66E3-443A-AD92-623CC9917BC6} |  |  | SDE | 2021-10-31 02:09 | Dunedin 58
127 | 201632 | DOMESTIC | Service Address: 105 Arrowtown-Lake Hayes Rd | ACTIVE | QLDC | 346.12 |  | 20 | 1512390 | GM900 |  | 2006-02-20 11:00 |  | LKHAYES | FH_GPS | Acuflow GM900 Manifold | GH | 2010-04-19 12:00 | GH | 2010-04-19 12:00 | High |  | {382E8ED3-1E73-4871-A43C-BA7E04C9A30F} |  |  | SDE | 2021-10-31 02:09 | Dunedin 58
128 | 201633 | DOMESTIC | Service Address: 107 Arrowtown-Lake Hayes Rd | ACTIVE | QLDC | 346.64 |  | 20 | 1512389 | GM900 |  | 2006-02-20 11:00 |  | LKHAYES | FH_GPS | Acuflow GM900 Manifold - 3.0m O/S at Right Angle to Road | GH | 2010-04-19 12:00 | GH | 2010-04-19 12:00 | High |  | {4734F24A-ED9A-4E15-AF5B-2275891257FB} |  |  | SDE | 2021-10-31 02:09 | Dunedin 58
129 | 201634 | DOMESTIC | Service Address: 109 Arrowtown-Lake Hayes Rd | ACTIVE | QLDC | 346.14 |  | 20 | 1512301 | GM900 |  | 2006-02-20 11:00 |  | LKHAYES | FH_GPS | Acuflow GM900 Manifold - 3.0m O/S at Right Angle to Road | GH | 2010-04-19 12:00 | GH | 2010-04-19 12:00 | High |  | {75F30399-3F36-4BC9-881E-D5F649F73A05} |  |  | SDE | 2021-10-31 02:09 | Dunedin 58
130 | 201635 | DOMESTIC | Service Address: 111 Arrowtown-Lake Hayes Rd | ACTIVE | QLDC | 346.72 |  | 20 | 1512304 | GM900 |  | 2006-02-20 11:00 |  | LKHAYES | FH_GPS | Acuflow GM900 Manifold | GH | 2010-04-19 12:00 | GH | 2010-04-19 12:00 | High |  | {E773A746-E4EC-4EFE-B18C-FC943735D912} |  |  | SDE | 2021-10-31 02:09 | Dunedin 58
131 | 201636 | DOMESTIC | Service Address: 144L Arrowtown Lake Hayes Rd (Hawthorn Subdivision) | ACTIVE | QLDC | 396.92 |  | 20 | 1512354 | GM900 |  | 2006-03-22 11:00 |  | LKHAYES | FH_GPS | Acuflow GM900 Manifold | GH | 2010-04-19 12:00 | GH | 2010-04-19 12:00 | High |  | {1B56ED1A-74A3-45B5-8E60-F1696782A103} |  |  | SDE | 2021-10-31 02:09 | Dunedin 58
132 | 201637 | DOMESTIC | Service Address: 144F Arrowtown Lake Hayes Rd (Hawthorn Subdivision) | ACTIVE | QLDC | 380.94 |  | 20 | 1512507 | GM900 |  | 2006-03-14 11:00 |  | LKHAYES | FH_GPS | Acuflow GM900 Manifold | GH | 2010-04-19 12:00 | GH | 2010-04-19 12:00 | High |  | {4E2E38EF-8CF6-4B3A-A9ED-86965710A18E} |  |  | SDE | 2021-10-31 02:09 | Dunedin 58
133 | 201638 | DOMESTIC | Service Address: 144A Arrowtown Lake Hayes Rd (Hawthorn Subdivision) | ACTIVE | QLDC | 365.06 |  | 20 | 1512380 | GM900 |  | 2006-03-16 11:00 |  | LKHAYES | FH_GPS | Acuflow GM900 Manifold | GH | 2010-04-19 12:00 | GH | 2010-04-19 12:00 | High |  | {46C6A541-CE1C-4C47-8C93-62EC06538DD4} |  |  | SDE | 2021-10-31 02:09 | Dunedin 58
134 | 201639 | DOMESTIC | Service Address: 144B Arrowtown Lake Hayes Rd (Hawthorn Subdivision) | ACTIVE | QLDC | 366.74 |  | 20 | 1512376 | GM900 |  | 2006-03-21 11:00 |  | LKHAYES | FH_GPS | Acuflow GM900 Manifold | GH | 2010-04-19 12:00 | GH | 2010-04-19 12:00 | High |  | {B54FE4C5-FCA5-4D64-B243-868F162A8C7F} |  |  | SDE | 2021-10-31 02:09 | Dunedin 58
135 | 201640 | DOMESTIC | Service Address: 144D Arrowtown Lake Hayes Rd (Hawthorn Subdivision) | ACTIVE | QLDC | 359.39 |  | 20 | 1512378 | GM900 |  | 2006-03-14 11:00 |  | LKHAYES | FH_GPS | Acuflow GM900 Manifold | GH | 2010-04-19 12:00 | GH | 2010-04-19 12:00 | High |  | {CA575973-8F17-4877-B6F5-EDEA31CD3836} |  |  | SDE | 2021-10-31 02:09 | Dunedin 58
136 | 201641 | DOMESTIC | Service Address: 144E Arrowtown Lake Hayes Rd (Hawthorn Subdivision) | ACTIVE | QLDC | 365.54 |  | 20 | 1512379 | GM900 |  | 2006-03-27 11:00 |  | LKHAYES | FH_GPS | Acuflow GM900 Manifold | GH | 2010-04-19 12:00 | GH | 2010-04-19 12:00 | High |  | {EC372B21-1271-47E4-BC39-74D92B39A552} |  |  | SDE | 2021-10-31 02:09 | Dunedin 58
137 | 201642 | DOMESTIC | Service Address: 144I Arrowtown Lake Hayes Rd (Hawthorn Subdivision) | ACTIVE | QLDC | 397.81 |  | 20 | 1510761 | GM900 |  | 2006-03-14 11:00 |  | LKHAYES | FH_GPS | Acuflow GM900 Manifold | GH | 2010-04-19 12:00 | GH | 2010-04-19 12:00 | High |  | {B2855C10-102A-4234-8CB5-499625ECE0CE} |  |  | SDE | 2021-10-31 02:09 | Dunedin 58
138 | 201643 | DOMESTIC | Service Address: 144J Arrowtown Lake Hayes Rd (Hawthorn Subdivision) | ACTIVE | QLDC | 365.53 |  | 20 | 1511445 | GM900 |  | 2007-03-08 11:00 |  | LKHAYES | FH_GPS | Acuflow GM900 Manifold | GH | 2010-04-19 12:00 | GH | 2010-04-19 12:00 | High |  | {B2688AFD-FD94-4F47-9DEF-B5640BB7089A} |  |  | SDE | 2021-10-31 02:09 | Dunedin 58
139 | 201644 | DOMESTIC | Service Address: 144K Arrowtown Lake Hayes Rd (Hawthorn Subdivision) | ACTIVE | QLDC | 397.13 |  | 20 | 1512352 | GM900 |  | 2006-03-22 11:00 |  | LKHAYES | FH_GPS | Acuflow GM900 Manifold | GH | 2010-04-19 12:00 | GH | 2010-04-19 12:00 | High |  | {1EA8300A-6594-4F35-8478-1918004EE50F} |  |  | SDE | 2021-10-31 02:09 | Dunedin 58
140 | 201645 | DOMESTIC | Service Address: 180 Arrowtown-Lake Hayes Rd | ACTIVE | QLDC | 351.23 |  | 20 | 1512310 | GM900 |  | 2006-05-01 12:00 |  | LKHAYES | FH_GPS | Acuflow GM900 Manifold | GH | 2010-04-19 12:00 | GH | 2010-04-19 12:00 | High |  | {617A74D9-E226-482F-A173-417522EF7908} |  |  | SDE | 2021-10-31 02:09 | Dunedin 58
141 | 201646 | DOMESTIC | Service Address: 182 Arrowtown-Lake Hayes Rd | ACTIVE | QLDC | 350.06 |  | 20 | 1512303 | GM900 |  | 2006-02-20 11:00 |  | LKHAYES | FH_GPS | Acuflow GM900 Manifold | GH | 2010-04-19 12:00 | GH | 2010-04-19 12:00 | High |  | {494A8FC1-40DE-46A3-AB28-68D16809AB91} |  |  | SDE | 2021-10-31 02:09 | Dunedin 58
142 | 201647 | DOMESTIC | Service Address: 184 Arrowtown-Lake Hayes Rd | ACTIVE | QLDC | 347.5 |  | 20 | 1512305 | GM900 |  | 2006-02-20 11:00 |  | LKHAYES | FH_GPS | Acuflow GM900 Manifold | GH | 2010-04-19 12:00 | GH | 2010-04-19 12:00 | High |  | {E57D3649-018D-4C02-B0AB-E84B7E8B1B5E} |  |  | SDE | 2021-10-31 02:09 | Dunedin 58
143 | 201648 | DOMESTIC | Service Address: 186 Arrowtown-Lake Hayes Rd | ACTIVE | QLDC | 347.28 |  | 20 | 1517746 | GM900 |  | 2007-05-27 12:00 |  | LKHAYES | FH_GPS | Acuflow GM900 Manifold | GH | 2010-04-19 12:00 | GH | 2010-04-19 12:00 | High |  | {98FDA3B6-8249-470C-9F0F-B5BA5D29C38C} |  |  | SDE | 2021-10-31 02:09 | Dunedin 58
144 | 201649 | DOMESTIC | Service Address: 188 Arrowtown-Lake Hayes Rd | ACTIVE | QLDC | 346.89 |  | 20 | 1512530 | GM900 |  | 2006-11-29 11:00 |  | LKHAYES | FH_GPS | Acuflow GM900 Manifold | GH | 2010-04-19 12:00 | GH | 2010-04-19 12:00 | High |  | {8ADD9CE4-79C4-4BEC-9918-CAC50A3C3ABD} |  |  | SDE | 2021-10-31 02:09 | Dunedin 58
145 | 201650 | DOMESTIC | Service Address: 190 Arrowtown-Lake Hayes Rd | ACTIVE | QLDC | 346.91 |  | 20 | 1512322 | GM900 |  | 2006-04-04 12:00 |  | LKHAYES | FH_GPS | Acuflow GM900 Manifold | GH | 2010-04-19 12:00 | GH | 2010-04-19 12:00 | High |  | {72FEF86C-7131-42D0-BB28-530B4058A943} |  |  | SDE | 2021-10-31 02:09 | Dunedin 58
146 | 201651 | DOMESTIC | Service Address: 198 Arrowtown-Lake Hayes Rd | ACTIVE | QLDC | 346.63 |  | 20 | 1512302 | GM900 |  | 2006-02-20 11:00 |  | LKHAYES | FH_GPS | Acuflow GM900 Manifold - 4.3m O/S at Right Angle to Road | GH | 2010-04-19 12:00 | GH | 2010-04-19 12:00 | High |  | {F0753424-CDBF-43AB-BB1B-0C968CD960B1} |  |  | SDE | 2021-10-31 02:09 | Dunedin 58
147 | 201652 | DOMESTIC | Service Address: 209 Arrowtown-Lake Hayes Rd | ACTIVE | QLDC | 327.42 |  | 20 | 1523266 | GM900 |  | 2009-11-22 11:00 |  | LKHAYES | FH_GPS | Acuflow GM900 Manifold | GH | 2010-04-19 12:00 | GH | 2010-04-19 12:00 | High |  | {2CCC45E1-D2F3-4A7B-A069-E7D8D7EB970D} |  |  | SDE | 2021-10-31 02:09 | Dunedin 58
148 | 201653 | DOMESTIC | Service Address: 214 Arrowtown-Lake Hayes Rd | ACTIVE | QLDC | 347.21 |  | 20 | 1507416 | GM900 |  | 2005-09-12 12:00 |  | LKHAYES | FH_GPS | Acuflow GM900 Manifold | GH | 2010-04-19 12:00 | GH | 2010-04-19 12:00 | High |  | {96561214-77BE-460C-81CA-2E988A07FA01} |  |  | SDE | 2021-10-31 02:09 | Dunedin 58
149 | 201654 | DOMESTIC | Service Address: 229 Arrowtown-Lake Hayes Rd | ACTIVE | QLDC | 342.83 |  | 20 | 1517747 | GM900 |  | 2005-06-28 12:00 |  | LKHAYES | FH_GPS | Acuflow GM900 Manifold | GH | 2010-04-19 12:00 | GH | 2010-04-19 12:00 | High |  | {47449598-8AAD-4466-84F9-0AB58A9AD327} |  |  | SDE | 2021-10-31 02:09 | Dunedin 58
150 | 201655 | DOMESTIC | Service Address: 231 Arrowtown-Lake Hayes Rd | ACTIVE | QLDC | 346.69 |  | 20 | 1508374 | GM900 |  | 2005-03-03 11:00 |  | LKHAYES | FH_GPS | Acuflow GM900 Manifold - 5.1m O/S at Right Angle to Road | GH | 2010-04-19 12:00 | GH | 2010-04-19 12:00 | High |  | {10DEEFD3-F119-4E12-8D5A-AE69902DE23C} |  |  | SDE | 2021-10-31 02:09 | Dunedin 58
151 | 201656 | DOMESTIC | Service Address: 237 Arrowtown-Lake Hayes Rd | REMOVED | QLDC | 346.26 |  | 20 | 1508358 | GM900 |  | 2005-03-03 11:00 |  | LKHAYES | FH_GPS | Acuflow GM900 Manifold. Removed per BC030162 7/20. | GH | 2010-04-19 12:00 | BFC | 2020-07-29 12:00 | High |  | {B7E2FE5B-ACBD-45D4-AD83-66BE0BAB8CE4} |  |  | SDE | 2021-10-31 02:09 | Dunedin 58
152 | 201657 | DOMESTIC | Service Address: 241 Arrowtown-Lake Hayes Rd | ACTIVE | QLDC | 346.68 |  | 20 | 1508360 | GM900 |  | 2005-03-21 11:00 |  | LKHAYES | FH_GPS | Acuflow GM900 Manifold | GH | 2010-04-19 12:00 | GH | 2010-04-19 12:00 | High |  | {D804157B-FCF0-4AF5-83FF-DE1662DB3141} |  |  | SDE | 2021-10-31 02:09 | Dunedin 58
153 | 201658 | DOMESTIC | Service Address: 253 Arrowtown-Lake Hayes Rd | ACTIVE | QLDC | 344.93 |  | 20 | 1508395 | GM900 |  | 2005-03-21 11:00 |  | LKHAYES | FH_GPS | Acuflow GM900 Manifold | GH | 2010-04-19 12:00 | GH | 2010-04-19 12:00 | High |  | {BB7FAADA-974A-4FAF-806B-3E8BDA8A2662} |  |  | SDE | 2021-10-31 02:09 | Dunedin 58
154 | 201659 | DOMESTIC | Service Address: 255 Arrowtown-Lake Hayes Rd | ACTIVE | QLDC | 344.78 |  | 20 | 1508393 | GM900 |  | 2005-03-21 11:00 |  | LKHAYES | FH_GPS | Acuflow GM900 Manifold | GH | 2010-04-19 12:00 | GH | 2010-04-19 12:00 | High |  | {375DDF13-540F-46F5-99E7-A43609DDBFC7} |  |  | SDE | 2021-10-31 02:09 | Dunedin 58
155 | 201660 | DOMESTIC | Service Address: 265 Arrowtown-Lake Hayes Rd | ACTIVE | QLDC | 345.03 |  | 20 | 1510764 | GM900 |  | 2005-11-08 11:00 |  | LKHAYES | FH_GPS | Acuflow GM900 Manifold | GH | 2010-04-19 12:00 | GH | 2010-04-19 12:00 | High |  | {19766856-A84C-4E1E-AEC3-4C95BD12D2CE} |  |  | SDE | 2021-10-31 02:09 | Dunedin 58
156 | 201661 | DOMESTIC | Service Address: 270 Arrowtown-Lake Hayes Rd (Darby Subdivision) | ACTIVE | QLDC | 345.91 |  | 20 | 1511444 | GM900 |  | 2006-02-02 11:00 |  | LKHAYES | FH_GPS | Acuflow GM900 Manifold | GH | 2010-04-19 12:00 | GH | 2010-04-19 12:00 | High |  | {A3599A6D-1A39-4D4B-AC6B-8F444D86CAC7} |  |  | SDE | 2021-10-31 02:09 | Dunedin 58
157 | 201662 | DOMESTIC | Service Address: 270 Arrowtown-Lake Hayes Rd (Darby Subdivision) | ACTIVE | QLDC | 364.54 | 363.4 | 20 | 1512351 | GM900 |  | 2006-03-23 11:00 |  | LKHAYES | FH_GPS | Acuflow GM900 Manifold - 20.0m O/S West at Right Angle to Dirt Track. xy update RM090703. 24/11/20 | GH | 2010-04-19 12:00 | BFC | 2020-11-23 11:00 | High |  | {8F16B81E-9953-4C40-A323-28973CB385D0} |  |  | SDE | 2021-10-31 02:09 | Dunedin 58
158 | 201663 | DOMESTIC | Service Address: 270 Arrowtown-Lake Hayes Rd (Darby Subdivision) | ACTIVE | PRIVATE | 350.52 |  | 20 | 1512377 | GM900 |  | 2006-03-23 11:00 |  | LKHAYES | FH_GPS | Acuflow GM900 Manifold. Ownshp updated RM090703. 11/11/20 | GH | 2010-04-19 12:00 | BFC | 2020-11-10 11:00 | High |  | {5A6A0455-7BED-45F6-A5ED-58F718700A76} |  |  | SDE | 2021-10-31 02:09 | Dunedin 58
159 | 201664 | DOMESTIC | Service Address: 273 Arrowtown-Lake Hayes Rd | ACTIVE | QLDC | 346.59 |  | 20 | 1508357 | GM900 |  | 2005-03-21 11:00 |  | LKHAYES | FH_GPS | Acuflow GM900 Manifold - 4.3m O/S at Right Angle to Road | GH | 2010-04-19 12:00 | GH | 2010-04-19 12:00 | High |  | {D1D39679-5043-4E72-B8A4-4585514C0CD4} |  |  | SDE | 2021-10-31 02:09 | Dunedin 58
160 | 201665 | DOMESTIC | Service Address: 338 Arrowtown-Lake Hayes Rd | ACTIVE | QLDC | 350.48 |  | 20 | 156411 | GM900 |  | 1900-12-31 11:00 |  | LKHAYES | FH_GPS | Acuflow GM900 Manifold - 3.8m O/S at Right Angle to Road | GH | 2010-04-19 12:00 | GH | 2010-04-19 12:00 | High |  | {0ED479E5-0430-42D2-8C7D-82F331000040} |  |  | SDE | 2021-10-31 02:09 | Dunedin 58
161 | 201666 | DOMESTIC | Service Address: Arrowtown Lake Hayes Rd (Guthrie Subdivision) | ACTIVE | QLDC | 367.69 |  | 20 | 1512373 | GM900 |  | 2006-03-13 11:00 |  | LKHAYES | FH_GPS | Acuflow GM900 Manifold | GH | 2010-04-19 12:00 | GH | 2010-04-19 12:00 | High |  | {DF8816C7-FD30-40C1-BED8-7E45E96CECEB} |  |  | SDE | 2021-10-31 02:09 | Dunedin 58
162 | 201667 | DOMESTIC | Service Address: Arrowtown Lake Hayes Rd (Guthrie Subdivision) | ACTIVE | QLDC | 369.24 |  | 20 | 1512375 | GM900 |  | 2006-03-13 11:00 |  | LKHAYES | FH_GPS | Acuflow GM900 Manifold | GH | 2010-04-19 12:00 | GH | 2010-04-19 12:00 | High |  | {B33CB378-1AB9-42F3-AF73-281828FC2548} |  |  | SDE | 2021-10-31 02:09 | Dunedin 58
163 | 201668 | DOMESTIC | Service Address: 36 Hogans Gully Rd | ACTIVE | QLDC | 347.89 |  | 20 | 1512307 | GM900 |  | 2006-04-19 12:00 |  | LKHAYES | FH_GPS | Acuflow GM900 Manifold | GH | 2010-04-19 12:00 | GH | 2010-04-19 12:00 | High |  | {74F2B23B-D402-48B2-AB42-AB7555969008} |  |  | SDE | 2021-10-31 02:09 | Dunedin 58
164 | 201669 | DOMESTIC | Service Address: 68 Hogans Gully Rd | ACTIVE | QLDC | 350.47 |  | 20 | 1508391 |  |  | 2005-03-02 11:00 |  | LKHAYES | FH_GPS | Acuflow GM900 Manifold - 6.9m O/S at Right Angle to Gravel Road | GH | 2010-04-19 12:00 | GH | 2010-04-19 12:00 | High |  | {5A1026B8-4E4C-4840-9339-92AC00743F5E} |  |  | SDE | 2021-10-31 02:09 | Dunedin 58
165 | 201670 | DOMESTIC | Service Address: 63 Hogans Gully Rd | ACTIVE | QLDC | 353.04 |  | 20 | 1509118 | GM900 |  | 2005-04-29 12:00 |  | LKHAYES | FH_GPS | Acuflow GM900 Manifold | GH | 2010-04-19 12:00 | GH | 2010-04-19 12:00 | High |  | {34FE9568-A37A-4392-AD76-2CF4309E64AA} |  |  | SDE | 2021-10-31 02:09 | Dunedin 58
166 | 201671 | DOMESTIC | Service Address: 68 Hogans Gully Rd | ACTIVE | QLDC | 374.6 |  | 20 | 1509889 | GM900 |  | 2005-05-30 12:00 |  | LKHAYES | FH_GPS | Acuflow GM900 Manifold | GH | 2010-04-19 12:00 | GH | 2010-04-19 12:00 | High |  | {586BAAE2-7659-4B69-B6D2-CD66C5AF85D8} |  |  | SDE | 2021-10-31 02:09 | Dunedin 58
167 | 201672 | DOMESTIC | Service Address: 106 Hogans Gully Rd | ACTIVE | QLDC | 384.99 |  | 20 | 1508373 | GM900 |  | 2005-03-03 11:00 |  | LKHAYES | FH_GPS | Acuflow GM900 Manifold | GH | 2010-04-19 12:00 | GH | 2010-04-19 12:00 | High |  | {1356071D-21FD-4CA0-9078-B7690156CFA4} |  |  | SDE | 2021-10-31 02:09 | Dunedin 58
168 | 201673 | DOMESTIC | Service Address: 108 Hogans Gully Rd | ACTIVE | QLDC | 385.45 |  | 20 | 1508372 | GM900 |  | 2005-03-03 11:00 |  | LKHAYES | FH_GPS | Acuflow GM900 Manifold | GH | 2010-04-19 12:00 | GH | 2010-04-19 12:00 | High |  | {E9BD7003-3737-44D6-B43E-E5346E5BFA5B} |  |  | SDE | 2021-10-31 02:09 | Dunedin 58
169 | 201674 | DOMESTIC | Service Address: 110 Hogans Gully Rd | ACTIVE | QLDC | 385.46 |  | 20 | 1508371 | GM900 |  | 2005-03-03 11:00 |  | LKHAYES | FH_GPS | Acuflow GM900 Manifold | GH | 2010-04-19 12:00 | GH | 2010-04-19 12:00 | High |  | {066D9016-3B72-4862-B4BD-7DD2B21E7715} |  |  | SDE | 2021-10-31 02:09 | Dunedin 58
170 | 201675 | DOMESTIC | Service Address: 131 Hogans Gully Rd | ACTIVE | QLDC | 391.25 |  | 20 | 1523189 | GM900 |  | 2009-10-22 11:00 |  | LKHAYES | FH_GPS | Acuflow GM900 Manifold | GH | 2010-04-19 12:00 | GH | 2010-04-19 12:00 | High |  | {985F706A-D5AF-4304-8DCF-B3A447CEC812} |  |  | SDE | 2021-10-31 02:09 | Dunedin 58
171 | 201676 | DOMESTIC | Service Address: 156 Hogans Gully Rd | ACTIVE | QLDC | 394.88 |  | 20 | 1511443 | GM900 |  | 2006-06-11 12:00 |  | LKHAYES | FH_GPS | Acuflow GM900 Manifold | GH | 2010-04-19 12:00 | GH | 2010-04-19 12:00 | High |  | {71306B60-94EB-4DB5-89B5-024CC52331EC} |  |  | SDE | 2021-10-31 02:09 | Dunedin 58
172 | 201677 | DOMESTIC | Service Address: 196 Hogans Gully Rd | ACTIVE | QLDC | 390.65 |  | 20 | 1508461 | GM900 |  | 2005-03-02 11:00 |  | LKHAYES | FH_GPS | Acuflow GM900 Manifold | GH | 2010-04-19 12:00 | GH | 2010-04-19 12:00 | High |  | {B67E2F5E-36FD-46CB-A087-F559503CABF3} |  |  | SDE | 2021-10-31 02:09 | Dunedin 58
173 | 201678 | DOMESTIC | Service Address: 362 Hogans Gully Rd | ACTIVE | QLDC | 364.58 |  | 20 | 1512336 | GM900 |  | 2006-03-30 11:00 |  | LKHAYES | FH_GPS | Acuflow GM900 Manifold | GH | 2010-04-19 12:00 | GH | 2010-04-19 12:00 | High |  | {ADE62199-EB5C-4AA1-838E-FEFD18F89B0C} |  |  | SDE | 2021-10-31 02:09 | Dunedin 58
174 | 201679 | DOMESTIC | Service Address: 376 Hogans Gully Rd | ACTIVE | QLDC | 368.7 |  | 20 | 1508325 | GM900 |  | 2005-03-02 11:00 |  | LKHAYES | FH_GPS | Acuflow GM900 Manifold | GH | 2010-04-19 12:00 | GH | 2010-04-19 12:00 | High |  | {FF8234B1-CD07-43CE-808F-DD998627DDF5} |  |  | SDE | 2021-10-31 02:09 | Dunedin 58
175 | 201680 | DOMESTIC | Service Address: 392 Hogans Gully Rd | ACTIVE | QLDC | 366.8 |  | 20 | 1509120 | GM900 |  | 2005-04-29 12:00 |  | LKHAYES | FH_GPS | Acuflow GM900 Manifold | GH | 2010-04-19 12:00 | GH | 2010-04-19 12:00 | High |  | {76D84DB7-5EAD-4AD8-99D1-C1807469E564} |  |  | SDE | 2021-10-31 02:09 | Dunedin 58
176 | 201681 | DOMESTIC | Service Address: 394 Hogans Gully Rd | ACTIVE | QLDC | 364.98 |  | 20 | 1508323 | GM900 |  | 2005-03-02 11:00 |  | LKHAYES | FH_GPS | Acuflow GM900 Manifold | GH | 2010-04-19 12:00 | GH | 2010-04-19 12:00 | High |  | {D76A750B-0A37-47C0-9237-3A89D23012A9} |  |  | SDE | 2021-10-31 02:09 | Dunedin 58
177 | 201682 | DOMESTIC | Service Address: 52? Hogans Gully Rd | ACTIVE | QLDC | 350.03 |  | 20 | 1508392 | GM900 |  | 2005-03-02 11:00 |  | LKHAYES | FH_GPS | Acuflow GM900 Manifold - 6.7m O/S at Right Angle to Gravel Road | GH | 2010-04-19 12:00 | GH | 2010-04-19 12:00 | High |  | {BFE09561-B74B-489E-A310-CCB5E0EDC27B} |  |  | SDE | 2021-10-31 02:09 | Dunedin 58
178 | 201683 | DOMESTIC | Service Address: 74 Jean Robins Rd Debbie McColl | ACTIVE | QLDC | 416.3 |  | 20 | 1512309 | GM900 |  | 2006-04-12 12:00 |  | LKHAYES | FH_GPS | Acuflow GM900 Manifold | GH | 2010-04-19 12:00 | GH | 2010-04-19 12:00 | High |  | {ECB95A84-A0E0-441A-AE51-CE7E006D0F4F} |  |  | SDE | 2021-10-31 02:09 | Dunedin 58
179 | 201684 | DOMESTIC | Service Address: 756 SH6 Lake Hayes Heights | ACTIVE | QLDC | 465.84 |  | 20 | 1512406 | GM900 |  | 2008-03-27 11:00 |  | LKHAYES | FH_GPS | Acuflow GM900 Manifold | GH | 2010-04-19 12:00 | GH | 2010-04-19 12:00 | High |  | {FCE29FA9-6DD8-4C55-8499-B0F8775CED90} |  |  | SDE | 2021-10-31 02:09 | Dunedin 58
180 | 201685 | DOMESTIC | Service Address: 756 SH6 Lake Hayes Heights | ACTIVE | QLDC | 465.87 |  | 20 | 1512407 | GM900 |  | 2008-03-27 11:00 |  | LKHAYES | FH_GPS | Acuflow GM900 Manifold | GH | 2010-04-19 12:00 | GH | 2010-04-19 12:00 | High |  | {EA51C6D9-09E2-4F70-96F4-01B9DBFE1D6A} |  |  | SDE | 2021-10-31 02:09 | Dunedin 58
181 | 201686 | DOMESTIC | Service Address: 756 SH6 Lake Hayes Heights | ACTIVE | QLDC | 456.47 |  | 20 | 1512408 | GM900 |  | 2008-03-27 11:00 |  | LKHAYES | FH_GPS | Acuflow GM900 Manifold | GH | 2010-04-19 12:00 | GH | 2010-04-19 12:00 | High |  | {E1A5FC63-FE70-4C2C-A404-AAE20F1203DE} |  |  | SDE | 2021-10-31 02:09 | Dunedin 58
182 | 201687 | DOMESTIC | Service Address: 756 SH6 Lake Hayes Heights | ACTIVE | QLDC | 419.87 |  | 20 | 1512516 | GM900 |  | 2007-01-09 11:00 |  | LKHAYES | FH_GPS | Acuflow GM900 Manifold | GH | 2010-04-19 12:00 | GH | 2010-04-19 12:00 | High |  | {DFD714D3-1887-486E-A882-FADBFE4B1EA1} |  |  | SDE | 2021-10-31 02:09 | Dunedin 58
183 | 201688 | DOMESTIC | Service Address: 756 SH6 Lake Hayes Heights | ACTIVE | QLDC | 456.87 |  | 20 | 1512529 | GM900 |  | 2006-12-20 11:00 |  | LKHAYES | FH_GPS | Acuflow GM900 Manifold | GH | 2010-04-19 12:00 | GH | 2010-04-19 12:00 | High |  | {CF2097AD-483C-46FA-B3BE-7B1C99328BCC} |  |  | SDE | 2021-10-31 02:09 | Dunedin 58
184 | 201689 | DOMESTIC | Service Address: Olive Ln | ACTIVE | QLDC | 416.26 |  | 20 | 1512410 | GM900 |  | 2009-03-10 11:00 |  | LKHAYES | FH_GPS | Acuflow GM900 Manifold | GH | 2010-04-19 12:00 | GH | 2010-04-19 12:00 | High |  | {354B27AA-A5E3-48AD-B6C2-7B17324B4B20} |  |  | SDE | 2021-10-31 02:09 | Dunedin 58
185 | 201690 | DOMESTIC | Service Address: 8 Rutherford Rd | ACTIVE | QLDC | 352.45 |  | 20 | 1508438 | GM900 |  | 2005-03-02 11:00 |  | LKHAYES | FH_GPS | Acuflow GM900 Manifold | GH | 2010-04-19 12:00 | GH | 2010-04-19 12:00 | High |  | {0478E4FE-CCA4-4E1A-9ACA-6390BC050793} |  |  | SDE | 2021-10-31 02:09 | Dunedin 58
186 | 201691 | DOMESTIC | Service Address: 9 Rutherford Rd | ACTIVE | QLDC | 355.02 |  | 20 | 1508430 | GM900 |  | 2005-03-02 11:00 |  | LKHAYES | FH_GPS | Acuflow GM900 Manifold | GH | 2010-04-19 12:00 | GH | 2010-04-19 12:00 | High |  | {51D5E063-A429-4BA0-8A60-B9CA9AF34469} |  |  | SDE | 2021-10-31 02:09 | Dunedin 58
187 | 201692 | DOMESTIC | Service Address: 26 Rutherford Rd | ACTIVE | QLDC | 354 |  | 20 | 1508322 | GM900 |  | 2005-03-02 11:00 |  | LKHAYES | FH_GPS | Acuflow GM900 Manifold | GH | 2010-04-19 12:00 | GH | 2010-04-19 12:00 | High |  | {63F17F74-0047-46B7-A705-468D118ABA5C} |  |  | SDE | 2021-10-31 02:09 | Dunedin 58
188 | 201693 | DOMESTIC | Service Address: 26 Rutherford Rd | ACTIVE | QLDC | 351.05 |  | 20 | 1517748 | GM900 |  | 2005-03-02 11:00 |  | LKHAYES | FH_GPS | Acuflow GM900 Manifold | GH | 2010-04-19 12:00 | GH | 2010-04-19 12:00 | High |  | {4BB8DEA1-F55D-446F-B760-0582E09C19CD} |  |  | SDE | 2021-10-31 02:09 | Dunedin 58
189 | 201694 | DOMESTIC | Service Address: 37 Rutherford Rd | ACTIVE | QLDC | 354.65 |  | 20 | 1520618 | GM900 |  | 2006-12-20 11:00 |  | LKHAYES | FH_GPS | Acuflow GM900 Manifold | GH | 2010-04-19 12:00 | GH | 2010-04-19 12:00 | High |  | {5534283B-569B-4B03-A535-19452B921C07} |  |  | SDE | 2021-10-31 02:09 | Dunedin 58
190 | 201695 | DOMESTIC | Service Address: 39 Rutherford Rd | ACTIVE | QLDC | 349.84 |  | 20 | 1508458 | GM900 |  | 2005-03-21 11:00 |  | LKHAYES | FH_GPS | Acuflow GM900 Manifold | GH | 2010-04-19 12:00 | GH | 2010-04-19 12:00 | High |  | {AD069014-C821-4E2E-8464-4CE66604CD55} |  |  | SDE | 2021-10-31 02:09 | Dunedin 58
191 | 201696 | DOMESTIC | Service Address: 39 Rutherford Rd | ACTIVE | QLDC | 352.18 |  | 20 | 1511739 | GM900 |  | 2005-12-07 11:00 |  | LKHAYES | FH_GPS | Acuflow GM900 Manifold | GH | 2010-04-19 12:00 | GH | 2010-04-19 12:00 | High |  | {56EE332D-1E57-46D8-BE18-AD7402D52288} |  |  | SDE | 2021-10-31 02:09 | Dunedin 58
192 | 201697 | DOMESTIC | Service Address: 39 Rutherford Rd | REMOVED | QLDC | 353.34 |  | 20 | 1517750 | GM900 |  | 2007-06-05 12:00 |  | LKHAYES | FH_GPS | Acuflow GM900 Manifold | GH | 2010-04-19 12:00 | GH | 2010-04-19 12:00 | High |  | {80D28442-ABE8-425B-974E-916470BFA447} |  |  | SDE | 2021-10-31 02:09 | Dunedin 58
193 | 201698 | DOMESTIC | Service Address: 41 Rutherford Rd | ACTIVE | QLDC | 346.39 |  | 20 | 1508932 | GM900 |  | 2005-03-02 11:00 |  | LKHAYES | FH_GPS | Acuflow GM900 Manifold | GH | 2010-04-19 12:00 | GH | 2010-04-19 12:00 | High |  | {53A1A60D-6000-480C-9BEF-C85E682CF5CA} |  |  | SDE | 2021-10-31 02:09 | Dunedin 58
194 | 201699 | DOMESTIC | Service Address: 43 Rutherford Rd | ACTIVE | QLDC | 340.09 |  | 20 | 1517671 | GM900 |  | 2007-11-20 11:00 |  | LKHAYES | FH_GPS | Acuflow GM900 Manifold | GH | 2010-04-19 12:00 | GH | 2010-04-19 12:00 | High |  | {4A2F82D7-6D65-476B-BFD8-C88CA70D13C5} |  |  | SDE | 2021-10-31 02:09 | Dunedin 58
195 | 201700 | DOMESTIC | Service Address: 44 Rutherford Rd | ACTIVE | QLDC | 348.82 |  | 20 | 1512382 | GM900 |  | 2008-01-07 11:00 |  | LKHAYES | FH_GPS | Acuflow GM900 Manifold | GH | 2010-04-19 12:00 | GH | 2010-04-19 12:00 | High |  | {81744038-C7A7-4FB1-98F5-62F20828588E} |  |  | SDE | 2021-10-31 02:09 | Dunedin 58
196 | 201701 | DOMESTIC | Service Address: 45 Rutherford Rd | ACTIVE | QLDC | 348.1 |  | 20 | 1523188 | GM900 |  | 2009-10-22 11:00 |  | LKHAYES | FH_GPS | Acuflow GM900 Manifold | GH | 2010-04-19 12:00 | GH | 2010-04-19 12:00 | High |  | {ACF64612-413E-4006-9DB7-52E7187C0040} |  |  | SDE | 2021-10-31 02:09 | Dunedin 58
197 | 201702 | DOMESTIC | Service Address: 46 Rutherford Rd | ACTIVE | QLDC | 335.06 |  | 20 | 1517749 | GM900 |  | 2005-09-12 12:00 |  | LKHAYES | FH_GPS | Acuflow GM900 Manifold | GH | 2010-04-19 12:00 | GH | 2010-04-19 12:00 | High |  | {26C8A4F3-B564-48F4-AE7D-181C2F112570} |  |  | SDE | 2021-10-31 02:09 | Dunedin 58
198 | 201703 | DOMESTIC | Service Address: 48 Rutherford Rd | ACTIVE | QLDC | 348.26 |  | 20 | 1508428 | GM900 |  | 2005-03-02 11:00 |  | LKHAYES | FH_GPS | Acuflow GM900 Manifold - 4.1m O/S at Right Angle to Road | GH | 2010-04-19 12:00 | GH | 2010-04-19 12:00 | High |  | {FB5C38EB-F355-4E05-92A9-FC1718840EBF} |  |  | SDE | 2021-10-31 02:09 | Dunedin 58
199 | 201704 | DOMESTIC | Service Address: 51 Rutherford Rd | ACTIVE | QLDC | 343.64 |  | 20 | 1508427 | GM900 |  | 2005-03-02 11:00 |  | LKHAYES | FH_GPS | Acuflow GM900 Manifold | GH | 2010-04-19 12:00 | GH | 2010-04-19 12:00 | High |  | {4051962B-9090-4AEE-BB68-914BCDE78D89} |  |  | SDE | 2021-10-31 02:09 | Dunedin 58
200 | 201705 | DOMESTIC | Service Address: 642 SH6 | ACTIVE | QLDC | 332.27 |  | 20 | 1512544 | GM900 |  | 2006-02-21 11:00 |  | LKHAYES | FH_GPS | Acuflow GM900 Manifold | GH | 2010-04-19 12:00 | GH | 2010-04-19 12:00 | High |  | {9148A64E-E3F9-4DC2-B3A9-2D9762546732} |  |  | SDE | 2021-10-31 02:09 | Dunedin 58
201 | 201706 | DOMESTIC | Service Address: 687 SH6 | ACTIVE | QLDC | 347.31 |  | 20 | 1512545 | GM900 |  | 2006-02-21 11:00 |  | LKHAYES | FH_GPS | Acuflow GM900 Manifold - 2.0m O/S at Right Angle to Road | GH | 2010-04-19 12:00 | GH | 2010-04-19 12:00 | High |  | {9F5132B3-5BF2-4A66-8630-6B92661AE593} |  |  | SDE | 2021-10-31 02:09 | Dunedin 58
202 | 201707 | DOMESTIC | Service Address: 689 SH6 | ACTIVE | QLDC | 347.75 |  | 20 | 1512542 | GM900 |  | 2006-02-21 11:00 |  | LKHAYES | FH_GPS | Acuflow GM900 Manifold | GH | 2010-04-19 12:00 | GH | 2010-04-19 12:00 | High |  | {C61FB117-2972-4F73-AFE3-FCFABC2C5C3C} |  |  | SDE | 2021-10-31 02:09 | Dunedin 58
203 | 201708 | DOMESTIC | Service Address: 704 SH6 (Off Jean Robins Rd 61?) | ACTIVE | QLDC | 370.92 |  | 20 | 1512306 | GM900 |  | 2006-04-12 12:00 |  | LKHAYES | FH_GPS | Acuflow GM900 Manifold | GH | 2010-04-19 12:00 | GH | 2010-04-19 12:00 | High |  | {4671F6CC-DCE6-4979-A73D-86001B89C18C} |  |  | SDE | 2021-10-31 02:09 | Dunedin 58
204 | 201709 | DOMESTIC | Service Address: 704 SH6 | ACTIVE | QLDC | 350.34 |  | 20 | 1512486 | GM900 |  | 2006-02-21 11:00 |  | LKHAYES | FH_GPS | Acuflow GM900 Manifold | GH | 2010-04-19 12:00 | GH | 2010-04-19 12:00 | High |  | {0A82495D-644B-48C9-8F87-5A5BECE282EA} |  |  | SDE | 2021-10-31 02:09 | Dunedin 58
205 | 201710 | DOMESTIC | Service Address: 706 SH6 | ACTIVE | QLDC | 347.84 |  | 20 | 1512488 | GM900 |  | 2006-02-21 11:00 |  | LKHAYES | FH_GPS | Acuflow GM900 Manifold | GH | 2010-04-19 12:00 | GH | 2010-04-19 12:00 | High |  | {269F830F-ACF0-466C-8EDB-481F0938A93F} |  |  | SDE | 2021-10-31 02:09 | Dunedin 58
206 | 201711 | DOMESTIC | Service Address: 710 SH6 | ACTIVE | QLDC | 346.63 |  | 20 | 1512397 | GM900 |  | 2006-02-21 11:00 |  | LKHAYES | FH_GPS | Acuflow GM900 Manifold - 3.0m O/S at Right Angle to Road | GH | 2010-04-19 12:00 | GH | 2010-04-19 12:00 | High |  | {B5AB7595-A839-4F48-AAB7-E6B7707C9419} |  |  | SDE | 2021-10-31 02:09 | Dunedin 58
207 | 201712 | DOMESTIC | Service Address: 712 SH6 | ACTIVE | QLDC | 346.8 |  | 20 | 1512398 | GM900 |  | 2006-02-21 11:00 |  | LKHAYES | FH_GPS | Acuflow GM900 Manifold | GH | 2010-04-19 12:00 | GH | 2010-04-19 12:00 | High |  | {128A68B9-1B73-4509-8BC1-C38CFE9C52F7} |  |  | SDE | 2021-10-31 02:09 | Dunedin 58
208 | 201713 | DOMESTIC | Service Address: 714 SH6 | ACTIVE | QLDC | 346.7 |  | 20 | 1523194 | GM900 |  | 2008-09-21 12:00 |  | LKHAYES | FH_GPS | Acuflow GM900 Manifold | GH | 2010-04-19 12:00 | GH | 2010-04-19 12:00 | High |  | {172091A5-BE1A-400E-A964-545019721C47} |  |  | SDE | 2021-10-31 02:09 | Dunedin 58
209 | 201714 | DOMESTIC | Service Address: 719 SH6 | ACTIVE | QLDC | 346.27 |  | 20 | 1523184 | GM900 |  | 2006-02-21 11:00 |  | LKHAYES | FH_GPS | Acuflow GM900 Manifold | GH | 2010-04-19 12:00 | GH | 2010-04-19 12:00 | High |  | {5C301C3E-F8D6-44F3-B741-AED588D8B123} |  |  | SDE | 2021-10-31 02:09 | Dunedin 58
210 | 201715 | DOMESTIC | Service Address: 726 SH6 | ACTIVE | QLDC | 346.57 |  | 20 | 1513263 | GM900 |  | 2006-02-21 11:00 |  | LKHAYES | FH_GPS | Acuflow GM900 Manifold | GH | 2010-04-19 12:00 | GH | 2010-04-19 12:00 | High |  | {1F0C6C80-ACFF-4706-A2BF-4BC97A02CE1C} |  |  | SDE | 2021-10-31 02:09 | Dunedin 58
211 | 201716 | DOMESTIC | Service Address: 730 SH6 | ACTIVE | QLDC | 346.61 |  | 20 | 1512497 | GM900 |  | 2006-02-21 11:00 |  | LKHAYES | FH_GPS | Acuflow GM900 Manifold | GH | 2010-04-19 12:00 | GH | 2010-04-19 12:00 | High |  | {437848B7-E21B-405B-AC08-93400E9399F9} |  |  | SDE | 2021-10-31 02:09 | Dunedin 58
212 | 201717 | DOMESTIC | Service Address: 756 SH6 | ACTIVE | QLDC | 346.69 |  | 20 | 1512498 | GM900 |  | 2006-02-21 11:00 |  | LKHAYES | FH_GPS | Acuflow GM900 Manifold | GH | 2010-04-19 12:00 | GH | 2010-04-19 12:00 | High |  | {8229C69F-B6C4-4F2D-8F69-62A8D57EF8C6} |  |  | SDE | 2021-10-31 02:09 | Dunedin 58
213 | 201718 | DOMESTIC | Service Address: 708 SH6 | ACTIVE | QLDC | 347.71 |  | 20 | 1512396 | GM900 |  | 2006-02-21 11:00 |  | LKHAYES | FH_GPS | Acuflow GM900 Manifold | GH | 2010-04-19 12:00 | GH | 2010-04-19 12:00 | High |  | {9BD8C6B6-31A2-4EE5-A1A8-FDCE2466A17D} |  |  | SDE | 2021-10-31 02:09 | Dunedin 58
214 | 201719 | DOMESTIC | Service Address: SH6 (Water Tank) | ACTIVE | QLDC | 351.68 |  | 20 | 1512487 | GM900 |  | 2006-02-21 11:00 |  | LKHAYES | FH_GPS | Acuflow GM900 Manifold | GH | 2010-04-19 12:00 | GH | 2010-04-19 12:00 | High |  | {64C4F1DB-DFF2-4FEE-8E1D-75814FFC327F} |  |  | SDE | 2021-10-31 02:09 | Dunedin 58
215 | 201720 | DOMESTIC | Service Address: SH6 (Devella Gore) | ACTIVE | QLDC | 352.48 |  | 20 | 1512499 | GM900 |  | 2006-02-21 11:00 |  | LKHAYES | FH_GPS | Acuflow GM900 Manifold | GH | 2010-04-19 12:00 | GH | 2010-04-19 12:00 | High |  | {749A2E50-1E7A-41CE-A50F-B4C701CE3421} |  |  | SDE | 2021-10-31 02:09 | Dunedin 58
216 | 201721 | DOMESTIC | Service Address: 903A SH6 (Terraces Subdivision) | ACTIVE | QLDC | 432.6 |  | 20 | 1523190 | GM900 |  | 2008-10-19 11:00 |  | LKHAYES | FH_GPS | Acuflow GM900 Manifold | GH | 2010-04-19 12:00 | GH | 2010-04-19 12:00 | High |  | {BB78980A-1047-4DE5-8B52-D3B1630C8F82} |  |  | SDE | 2021-10-31 02:09 | Dunedin 58
217 | 201722 | DOMESTIC | Service Address: 310 Slope Hill Rd | ACTIVE | QLDC | 384.79 |  | 20 | 1508933 | GM900 |  | 2005-04-29 12:00 |  | LKHAYES | FH_GPS | Acuflow GM900 Manifold | GH | 2010-04-19 12:00 | GH | 2010-04-19 12:00 | High |  | {675584EA-CE9A-4388-91F3-08FD4B469E82} |  |  | SDE | 2021-10-31 02:09 | Dunedin 58
218 | 201723 | DOMESTIC | Service Address: 388 Slope Hill Rd | ACTIVE | QLDC | 375.21 |  | 20 | 1508440 | GM900 |  | 2005-03-02 11:00 |  | LKHAYES | FH_GPS | Acuflow GM900 Manifold - 2.5m O/S at Right Angle to Road | GH | 2010-04-19 12:00 | GH | 2010-04-19 12:00 | High |  | {1BA3DE14-6D92-4B15-9774-A065EFEFF970} |  |  | SDE | 2021-10-31 02:09 | Dunedin 58
219 | 201724 | DOMESTIC | Service Address: 421 Slope Hill Rd | ACTIVE | QLDC | 356.85 |  | 20 | 1508439 | GM900 |  | 2005-03-02 11:00 |  | LKHAYES | FH_GPS | Acuflow GM900 Manifold - 5.6m O/S at Right Angle to Road | GH | 2010-04-19 12:00 | GH | 2010-04-19 12:00 | High |  | {AC0B7A3E-C2D5-43F0-8EA7-846EBB2B04B7} |  |  | SDE | 2021-10-31 02:09 | Dunedin 58
220 | 201725 | DOMESTIC | Service Address: 436 Slope Hill Rd | ACTIVE | QLDC | 357.31 |  | 20 | 1508426 | GM900 |  | 2005-03-02 11:00 |  | LKHAYES | FH_GPS | Acuflow GM900 Manifold | GH | 2010-04-19 12:00 | GH | 2010-04-19 12:00 | High |  | {9610653B-53B6-4A52-AAB0-C6E4846D40EC} |  |  | SDE | 2021-10-31 02:09 | Dunedin 58
221 | 201726 | DOMESTIC | Service Address: 436 Slope Hill Rd | ACTIVE | QLDC | 356.9 |  | 20 | 1509119 | GM900 |  | 2005-04-29 12:00 |  | LKHAYES | FH_GPS | Acuflow GM900 Manifold | GH | 2010-04-19 12:00 | GH | 2010-04-19 12:00 | High |  | {179EC370-F753-4075-9818-DBB838DD35BA} |  |  | SDE | 2021-10-31 02:09 | Dunedin 58
222 | 201727 | DOMESTIC | Service Address: Slope Hill Rd (Empty section) | ACTIVE | QLDC | 357.37 |  | 20 | 1508931 | GM900 |  | 2005-04-29 12:00 |  | LKHAYES | FH_GPS | Acuflow GM900 Manifold | GH | 2010-04-19 12:00 | GH | 2010-04-19 12:00 | High |  | {15DA6A33-5F46-44A2-8D14-A21635F08E3B} |  |  | SDE | 2021-10-31 02:09 | Dunedin 58
223 | 201728 | DOMESTIC | Service Address: Slope Hill Rd (Empty section) | ACTIVE | QLDC | 357.19 |  | 20 | 1508935 | GM900 |  | 2005-04-29 12:00 |  | LKHAYES | FH_GPS | Acuflow GM900 Manifold | GH | 2010-04-19 12:00 | GH | 2010-04-19 12:00 | High |  | {D319A530-7CB6-49E9-81EE-C304F1616D5E} |  |  | SDE | 2021-10-31 02:09 | Dunedin 58
224 | 201729 | DOMESTIC | Service Address: 416 Speargrass Flat Rd | ACTIVE | QLDC | 361.09 |  | 20 | 1508324 | GM900 |  | 2005-03-02 11:00 |  | LKHAYES | FH_GPS | Acuflow GM900 Manifold | GH | 2010-04-19 12:00 | GH | 2010-04-19 12:00 | High |  | {01E4D5DC-1991-42F5-95DE-12711A14D168} |  |  | SDE | 2021-10-31 02:09 | Dunedin 58
225 | 201730 | DOMESTIC | Service Address: 418 Speargrass Flat Rd | ACTIVE | QLDC | 360.07 |  | 20 | 1507925 | GM900 |  | 2004-12-15 11:00 |  | LKHAYES | FH_GPS | Acuflow GM900 Manifold | GH | 2010-04-19 12:00 | GH | 2010-04-19 12:00 | High |  | {2A42E888-F7D6-4D9D-8B1B-5D08C1920017} |  |  | SDE | 2021-10-31 02:09 | Dunedin 58
226 | 201731 | DOMESTIC | Service Address: 418 Speargrass Flat Rd | ACTIVE | QLDC | 359.37 |  | 20 | 1509116 | GM900 |  | 2005-04-29 12:00 |  | LKHAYES | FH_GPS | Acuflow GM900 Manifold | GH | 2010-04-19 12:00 | GH | 2010-04-19 12:00 | High |  | {61730F8B-0A55-4E87-9EA6-5552339A0D70} |  |  | SDE | 2021-10-31 02:09 | Dunedin 58
227 | 201732 | DOMESTIC | Service Address: 418 Speargrass Flat Rd | ACTIVE | QLDC | 360.96 |  | 20 | 1509888 | GM900 |  | 2004-05-30 12:00 |  | LKHAYES | FH_GPS | Acuflow GM900 Manifold | GH | 2010-04-19 12:00 | GH | 2010-04-19 12:00 | High |  | {8D2A47AA-4867-4F15-8D30-ED87860F5984} |  |  | SDE | 2021-10-31 02:09 | Dunedin 58
228 | 201733 | DOMESTIC | Service Address: 493 Speargrass Flat Rd | ACTIVE | QLDC | 356.61 |  | 20 | 1508460 | GM900 |  | 2005-03-21 11:00 |  | LKHAYES | FH_GPS | Acuflow GM900 Manifold | GH | 2010-04-19 12:00 | GH | 2010-04-19 12:00 | High |  | {8CB9307B-3EE0-4D1E-84F3-6DAAC080D230} |  |  | SDE | 2021-10-31 02:09 | Dunedin 58
229 | 201734 | DOMESTIC | Service Address: 500 Speargrass Flat Rd | ACTIVE | QLDC | 356.69 |  | 20 | 1508333 | GM900 |  | 2005-03-02 11:00 |  | LKHAYES | FH_GPS | Acuflow GM900 Manifold | GH | 2010-04-19 12:00 | GH | 2010-04-19 12:00 | High |  | {3845F23F-C6B3-4E57-B634-7F86A4DC5446} |  |  | SDE | 2021-10-31 02:09 | Dunedin 58
230 | 201735 | DOMESTIC | Service Address: 509 Speargrass Flat Rd | ACTIVE | QLDC | 356.64 |  | 20 | 1508331 | GM900 |  | 2005-03-02 11:00 |  | LKHAYES | FH_GPS | Acuflow GM900 Manifold | GH | 2010-04-19 12:00 | GH | 2010-04-19 12:00 | High |  | {DA116BC6-BDF9-42EB-963C-89C1F9298353} |  |  | SDE | 2021-10-31 02:09 | Dunedin 58
231 | 201736 | DOMESTIC | Service Address: 510 Speargrass Flat Rd | ACTIVE | QLDC | 356.06 |  | 20 | 1508335 | GM900 |  | 2005-03-02 11:00 |  | LKHAYES | FH_GPS | Acuflow GM900 Manifold | GH | 2010-04-19 12:00 | GH | 2010-04-19 12:00 | High |  | {2411AB78-912E-421B-B4FC-97EA180D7561} |  |  | SDE | 2021-10-31 02:09 | Dunedin 58
232 | 201737 | DOMESTIC | Service Address: 513 Speargrass Flat Rd | ACTIVE | QLDC | 355.91 |  | 20 | 1508332 | GM900 |  | 2005-03-02 11:00 |  | LKHAYES | FH_GPS | Acuflow GM900 Manifold | GH | 2010-04-19 12:00 | GH | 2010-04-19 12:00 | High |  | {D5979558-3482-4739-9308-E618A30A4448} |  |  | SDE | 2021-10-31 02:09 | Dunedin 58
233 | 201738 | DOMESTIC | Service Address: 513 Speargrass Flat Rd | ACTIVE | QLDC | 355.92 |  | 20 | 1528471 | GM900 |  | 2008-12-01 11:00 |  | LKHAYES | FH_GPS | Acuflow GM900 Manifold | GH | 2010-04-19 12:00 | GH | 2010-04-19 12:00 | High |  | {B3D6BD4A-DA29-423D-A029-69465B1E7431} |  |  | SDE | 2021-10-31 02:09 | Dunedin 58
234 | 201739 | DOMESTIC | Service Address: 522 Speargrass Flat Rd | ACTIVE | QLDC | 354.83 |  | 20 | 1508344 | GM900 |  | 2005-03-02 11:00 |  | LKHAYES | FH_GPS | Acuflow GM900 Manifold | GH | 2010-04-19 12:00 | GH | 2010-04-19 12:00 | High |  | {7C198365-9451-4014-8CDD-471CEEA45F84} |  |  | SDE | 2021-10-31 02:09 | Dunedin 58
235 | 201740 | DOMESTIC | Service Address: 523 Speargrass Flat Rd | ACTIVE | QLDC | 354.79 |  | 20 | 1508341 | GM900 |  | 2005-03-02 11:00 |  | LKHAYES | FH_GPS | Acuflow GM900 Manifold | GH | 2010-04-19 12:00 | GH | 2010-04-19 12:00 | High |  | {E9386BC1-0F49-4243-845A-B8A8C03AEB42} |  |  | SDE | 2021-10-31 02:09 | Dunedin 58
236 | 201741 | DOMESTIC | Service Address: 527? Speargrass Flat Rd (Irrigation) | ACTIVE | QLDC | 349.75 |  | 20 | 1511738 | GM900 |  | 2006-01-25 11:00 |  | LKHAYES | FH_GPS | Acuflow GM900 Manifold | GH | 2010-04-19 12:00 | GH | 2010-04-19 12:00 | High |  | {70A33102-051D-45E5-81A5-CAF14888765E} |  |  | SDE | 2021-10-31 02:09 | Dunedin 58
237 | 201742 | DOMESTIC | Service Address: 532 Speargrass Flat Rd | ACTIVE | QLDC | 352.06 |  | 20 | 1511737 | GM900 |  | 2006-01-25 11:00 |  | LKHAYES | FH_GPS | Acuflow GM900 Manifold | GH | 2010-04-19 12:00 | GH | 2010-04-19 12:00 | High |  | {BCDF953B-54A3-4769-9A6E-367B1302D72C} |  |  | SDE | 2021-10-31 02:09 | Dunedin 58
238 | 201743 | DOMESTIC | Service Address: 534 Speargrass Flat Rd | ACTIVE | QLDC | 351.02 |  | 20 | 1510765 | GM900 |  | 2005-11-08 11:00 |  | LKHAYES | FH_GPS | Acuflow GM900 Manifold | GH | 2010-04-19 12:00 | GH | 2010-04-19 12:00 | High |  | {0528D7FD-1B1B-4FE4-BF6F-2307D26B2F02} |  |  | SDE | 2021-10-31 02:09 | Dunedin 58
239 | 201744 | DOMESTIC | Service Address: 547 Speargrass Flat Rd | ACTIVE | QLDC | 340.16 |  | 20 | 1512308 | GM900 |  | 2006-04-10 12:00 |  | LKHAYES | FH_GPS | Acuflow GM900 Manifold | GH | 2010-04-19 12:00 | GH | 2010-04-19 12:00 | High |  | {3FC57CA2-9550-4182-A618-CDA6744C9311} |  |  | SDE | 2021-10-31 02:09 | Dunedin 58
240 | 201745 | DOMESTIC | Service Address: 548 Speargrass Flat Rd (Richan subdivision) | ACTIVE | QLDC | 338.08 |  | 20 | 1508345 | GM900 |  | 2005-03-02 11:00 |  | LKHAYES | FH_GPS | Acuflow GM900 Manifold | GH | 2010-04-19 12:00 | GH | 2010-04-19 12:00 | High |  | {41EF12D3-EBF8-4EB9-A889-EA372F96609E} |  |  | SDE | 2021-10-31 02:09 | Dunedin 58
241 | 201746 | DOMESTIC | Service Address: 548 Speargrass Flat Rd (Richan subdivision) | ACTIVE | QLDC | 339.1 |  | 20 | 1509117 | GM900 |  | 2005-04-29 12:00 |  | LKHAYES | FH_GPS | Acuflow GM900 Manifold | GH | 2010-04-19 12:00 | GH | 2010-04-19 12:00 | High |  | {6A58E58A-42B4-4194-8E2C-73EF755C94E4} |  |  | SDE | 2021-10-31 02:09 | Dunedin 58
242 | 201747 | DOMESTIC | Service Address: 549 Speargrass Flat Rd | ACTIVE | QLDC | 339.45 |  | 20 | 1508342 | GM900 |  | 2005-03-02 11:00 |  | LKHAYES | FH_GPS | Acuflow GM900 Manifold | GH | 2010-04-19 12:00 | GH | 2010-04-19 12:00 | High |  | {ED3D087D-90E5-44BE-95CE-EF25BEC8A23C} |  |  | SDE | 2021-10-31 02:09 | Dunedin 58
243 | 201748 | DOMESTIC | Service Address: 556 Speargrass Flat Rd | ACTIVE | QLDC | 347.95 |  | 20 | 1508378 | GM900 |  | 2005-03-02 11:00 |  | LKHAYES | FH_GPS | Acuflow GM900 Manifold | GH | 2010-04-19 12:00 | GH | 2010-04-19 12:00 | High |  | {DC91DBF4-5461-4F07-AC35-79BE7036B6CD} |  |  | SDE | 2021-10-31 02:09 | Dunedin 58
244 | 201749 | DOMESTIC | Service Address: 556 Speargrass Flat Rd (Not connected) | ACTIVE | QLDC | 339.04 |  | 20 | 1508394 | GM900 |  | 2005-03-21 11:00 |  | LKHAYES | FH_GPS | Acuflow GM900 Manifold | GH | 2010-04-19 12:00 | GH | 2010-04-19 12:00 | High |  | {2692B5D7-F656-494C-848C-7D446BCD313F} |  |  | SDE | 2021-10-31 02:09 | Dunedin 58
245 | 201750 | DOMESTIC | Service Address: 557 Speargrass Flat Rd | ACTIVE | QLDC | 341.57 |  | 20 | 1508376 | GM900 |  | 2005-03-02 11:00 |  | LKHAYES | FH_GPS | Acuflow GM900 Manifold | GH | 2010-04-19 12:00 | GH | 2010-04-19 12:00 | High |  | {31B3729E-4979-4879-98EF-24D0F7431A39} |  |  | SDE | 2021-10-31 02:09 | Dunedin 58
246 | 201751 | DOMESTIC | Service Address: 568 Speargrass Flat Rd | ACTIVE | QLDC | 346.89 |  | 20 | 1508380 | GM900 |  | 2005-03-02 11:00 |  | LKHAYES | FH_GPS | Acuflow GM900 Manifold - 6.8m O/S at Right Angle to Road. Adjusted GIS 30/11/2015 per FH asbuilt. | GH | 2010-04-19 12:00 | BFC | 2015-11-29 11:00 | High |  | {73598F66-5745-4544-9D48-DA4CAB78BAE4} |  |  | SDE | 2021-10-31 02:09 | Dunedin 58
247 | 201752 | DOMESTIC | Service Address: 570 Speargrass Flat Rd | ACTIVE | QLDC | 347.85 |  | 20 | 1511740 | GM900 |  | 2005-12-07 11:00 |  | LKHAYES | FH_GPS | Acuflow GM900 Manifold | GH | 2010-04-19 12:00 | GH | 2010-04-19 12:00 | High |  | {503A85EB-366B-4CB9-93A2-219BDCFDF0C0} |  |  | SDE | 2021-10-31 02:09 | Dunedin 58
248 | 201753 | DOMESTIC | Service Address: 570A Speargrass Flat Rd | ACTIVE | QLDC | 347.75 |  | 20 | 1511736 | GM900 |  | 2005-12-07 11:00 |  | LKHAYES | FH_GPS | Acuflow GM900 Manifold | GH | 2010-04-19 12:00 | GH | 2010-04-19 12:00 | High |  | {6D89657C-3DA5-474D-BE92-2656A0DC71BA} |  |  | SDE | 2021-10-31 02:09 | Dunedin 58
249 | 201754 | DOMESTIC | Service Address: 574 Speargrass Flat Rd | ACTIVE | QLDC | 347.59 |  | 20 | 1509886 | GM900 |  | 2005-05-30 12:00 |  | LKHAYES | FH_GPS | Acuflow GM900 Manifold | GH | 2010-04-19 12:00 | GH | 2010-04-19 12:00 | High |  | {DD825A9B-963C-405D-A991-78C39F22D0DA} |  |  | SDE | 2021-10-31 02:09 | Dunedin 58
250 | 201755 | DOMESTIC | Service Address: 575 Speargrass Flat Rd | ACTIVE | QLDC | 347.61 |  | 20 | 1508377 | GM900 |  | 2005-03-02 11:00 |  | LKHAYES | FH_GPS | Acuflow GM900 Manifold | GH | 2010-04-19 12:00 | GH | 2010-04-19 12:00 | High |  | {E7414E6B-BB8E-49CF-8D54-6D39BB0832A2} |  |  | SDE | 2021-10-31 02:09 | Dunedin 58
251 | 201756 | DOMESTIC | Service Address: 578 Speargrass Flat Rd | ACTIVE | QLDC | 346.45 |  | 20 | 1508456 | GM900 |  | 2005-03-21 11:00 |  | LKHAYES | FH_GPS | Acuflow GM900 Manifold | GH | 2010-04-19 12:00 | GH | 2010-04-19 12:00 | High |  | {FD8195B1-4E47-4E15-B83B-E7ADD966AC6F} |  |  | SDE | 2021-10-31 02:09 | Dunedin 58
252 | 201757 | DOMESTIC | Service Address: 580 Speargrass Flat Rd | ACTIVE | QLDC | 346.54 |  | 20 | 1508457 | GM900 |  | 2005-03-21 11:00 |  | LKHAYES | FH_GPS | Acuflow GM900 Manifold | GH | 2010-04-19 12:00 | GH | 2010-04-19 12:00 | High |  | {26F36CA6-DE55-4820-A962-0F89D85B5E1C} |  |  | SDE | 2021-10-31 02:09 | Dunedin 58
253 | 201758 | DOMESTIC | Service Address: 582 Speargrass Flat Rd | ACTIVE | QLDC | 346.72 |  | 20 | 1508463 | GM900 |  | 2005-03-02 11:00 |  | LKHAYES | FH_GPS | Acuflow GM900 Manifold | GH | 2010-04-19 12:00 | GH | 2010-04-19 12:00 | High |  | {15E531C0-443F-4A46-9B4B-B4B8F2DFB343} |  |  | SDE | 2021-10-31 02:09 | Dunedin 58
254 | 201759 | DOMESTIC | Service Address: 582 Speargrass Flat Rd (Irrigation not used) | ACTIVE | QLDC | 347.26 |  | 20 | 1511442 | GM900 |  | 2006-02-02 11:00 |  | LKHAYES | FH_GPS | Acuflow GM900 Manifold | GH | 2010-04-19 12:00 | GH | 2010-04-19 12:00 | High |  | {B5CD5A95-9149-4864-9BA8-176A3F28B8C0} |  |  | SDE | 2021-10-31 02:09 | Dunedin 58
255 | 201760 | DOMESTIC | Service Address: 584 Speargrass Flat Rd | ACTIVE | QLDC | 347.27 |  | 20 | 1508464 | GM900 |  | 2005-03-02 11:00 |  | LKHAYES | FH_GPS | Acuflow GM900 Manifold | GH | 2010-04-19 12:00 | GH | 2010-04-19 12:00 | High |  | {FB319082-6388-4073-925C-4852553F128A} |  |  | SDE | 2021-10-31 02:09 | Dunedin 58
256 | 201761 | DOMESTIC | Service Address: 586 Speargrass Flat Rd | ACTIVE | QLDC | 346.1 |  | 20 | 1508465 | GM900 |  | 2005-03-02 11:00 |  | LKHAYES | FH_GPS | Acuflow GM900 Manifold | GH | 2010-04-19 12:00 | GH | 2010-04-19 12:00 | High |  | {3A66F2F7-A589-4FC7-BBF4-8E28F7147BA7} |  |  | SDE | 2021-10-31 02:09 | Dunedin 58
257 | 201762 | DOMESTIC | Service Address: 589 Speargrass Flat Rd | ACTIVE | QLDC | 347.08 |  | 20 | 1508462 | GM900 |  | 2005-03-02 11:00 |  | LKHAYES | FH_GPS | Acuflow GM900 Manifold | GH | 2010-04-19 12:00 | GH | 2010-04-19 12:00 | High |  | {7A390553-15B5-46E7-A6C6-688AA727BFEB} |  |  | SDE | 2021-10-31 02:09 | Dunedin 58
258 | 201763 | DOMESTIC | Service Address: 18 Strains Rd | ACTIVE | QLDC | 347.28 |  | 20 | 1512508 | GM900 |  | 2006-02-21 11:00 |  | LKHAYES | FH_GPS | Acuflow GM900 Manifold | GH | 2010-04-19 12:00 | GH | 2010-04-19 12:00 | High |  | {FD710424-726A-4637-A784-1F3C1D0BB0AF} |  |  | SDE | 2021-10-31 02:09 | Dunedin 58
259 | 201764 | DOMESTIC | Service Address: 20 Strains Rd | ACTIVE | QLDC | 347.54 |  | 20 | 1512527 | GM900 |  | 2006-10-31 11:00 |  | LKHAYES | FH_GPS | Acuflow GM900 Manifold | GH | 2010-04-19 12:00 | GH | 2010-04-19 12:00 | High |  | {422D3515-58FF-4F6B-88BD-75704F8DE4AC} |  |  | SDE | 2021-10-31 02:09 | Dunedin 58
260 | 201765 | DOMESTIC | Service Address: Terraces Subdivision (Duncan House) | ACTIVE | QLDC | 432.05 |  | 20 | 1523187 | GM900 |  | 2006-07-17 12:00 |  | LKHAYES | FH_GPS | Acuflow GM900 Manifold | GH | 2010-04-19 12:00 | GH | 2010-04-19 12:00 | High |  | {C8BA0586-A9F3-4629-835F-1BD042BF8990} |  |  | SDE | 2021-10-31 02:09 | Dunedin 58
261 | 201766 | DOMESTIC | Service Address: 17 Wilding Rd (Terraces Subdivision) | ACTIVE | QLDC | 436.21 |  | 20 | 1512539 | GM900 |  | 1900-12-31 11:00 |  | LKHAYES | FH_GPS | Acuflow GM900 Manifold | GH | 2010-04-19 12:00 | GH | 2010-04-19 12:00 | High |  | {4D18DD09-47F1-42DD-A04D-F1DC9693973E} |  |  | SDE | 2021-10-31 02:09 | Dunedin 58
262 | 201999 | DOMESTIC |  | ACTIVE | QLDC | 345.1 |  | 0 |  |  |  | 1975-12-31 11:00 |  | QUEENTWN | FIELD_WK |  | AC | 2010-05-02 12:00 | AC | 2010-05-02 12:00 | Medium |  | {BEB4CBBF-727B-4C09-AFE9-3832EB8EE270} |  |  | SDE | 2021-10-31 02:09 | LiDAR
263 | 202361 | FLOW | ABB Flowmeter | ACTIVE | QLDC | 342.18 |  | 0 |  |  |  | 2008-12-17 11:00 | PP_Water | WANAKA | DIG | ACTUAL POSITION UNKNOWN | GH | 2010-05-18 12:00 | GH | 2010-05-18 12:00 | Low |  | {785AADE5-8342-429A-A47C-D8D90646BE1A} |  |  | SDE | 2021-10-31 02:09 | LiDAR
264 | 204960 | FLOW | Hotel water supply | ACTIVE | QLDC | 345.71 |  | 150 |  |  |  | 2006-12-31 11:00 | RM070713 | QUEENTWN | ASBUILT_CAD |  | GH | 2010-07-04 12:00 | GH | 2010-07-04 12:00 | High |  | {B3894605-AF17-41BB-A45F-CF5DEA447EC9} |  |  | SDE | 2021-10-31 02:09 | LiDAR
265 | 205691 | DOMESTIC |  | ACTIVE | QLDC | 364.86 |  | 32 |  |  |  | 1900-12-31 11:00 |  | QUEENTWN | ASBUILT_UW |  | AC | 2010-07-18 12:00 | AC | 2010-07-18 12:00 | Medium |  | {77F4200E-CD31-42FA-B89C-82763FDABF2F} |  |  | SDE | 2021-10-31 02:09 | LiDAR
266 | 211362 | FLOW | Flow meter for Millbrook. Cabinet on power pole | ACTIVE | QLDC | 407.27 |  | 0 |  |  |  | 1900-12-31 11:00 |  | ARRWTWN | ASBUILT_UW | Flow meter for Millbrook. Cabinet on power pole | AC | 2010-11-18 11:00 | AC | 2010-11-18 11:00 | Medium |  | {FE625161-547E-4888-A4F7-DC890BB53DD5} |  |  | SDE | 2021-10-31 02:09 | LiDAR
267 | 213291 | DOMESTIC | WATER METER 1 LOT 16 DP 430577 | ACTIVE | QLDC | 372.23 |  | 20 | 0 | GM900 | ACUFLOW | 2010-04-30 12:00 | RM000450 | LKHAYES | ASBUILT_CAD |  | GH | 2010-12-06 11:00 | GH | 2010-12-06 11:00 | High |  | {D62C070D-71C0-48DB-8747-2B3023A3E2C2} |  |  | SDE | 2021-10-31 02:09 | Dunedin 58
268 | 213664 | COMMERC | Hotel supply meter | ACTIVE | QLDC | 349.72 |  | 50 |  |  |  | 2010-09-30 11:00 | RM050408 | QUEENTWN | ASBUILT_CAD |  | GH | 2010-12-14 11:00 | GH | 2010-12-14 11:00 | High |  | {EDAD1E2A-B1FD-42BE-BD72-15F720C98FCF} |  |  | SDE | 2021-10-31 02:09 | LiDAR
269 | 213769 | DOMESTIC | Located on right hand side of shared right of way. the box is covered but is about 4-5m into property about 1.5off the fence on boundary. | ACTIVE | QLDC | 345.23 |  | 20 | MC15608 |  |  | 2010-07-31 12:00 |  | LKHAYES | FIELD_GPS |  | AC | 2010-12-19 11:00 | AC | 2010-12-19 11:00 | Medium |  | {C226D8A8-8131-4799-9CAE-D1A1FDAEFF25} |  |  | SDE | 2021-10-31 02:09 | LiDAR
270 | 213771 | DOMESTIC |  | ACTIVE | QLDC | 390.18 |  | 40 | FE-007103-09 |  |  | 2009-12-31 11:00 |  | LKHAYES | FIELD_GPS |  | AC | 2010-12-19 11:00 | AC | 2010-12-19 11:00 | Medium |  | {A54C5B9D-C4C8-476F-A282-63D86D1506B0} |  |  | SDE | 2021-10-31 02:09 | LiDAR
271 | 213785 | DOMESTIC |  | ACTIVE | QLDC | 334.12 |  | 0 | 15804 |  |  | 2010-08-04 12:00 |  | LKHAYES | FIELD_GPS |  | AC | 2010-12-20 11:00 | AC | 2010-12-20 11:00 | Medium |  | {67A40AFE-CAE6-46C8-863A-FE1AC65EFFF9} |  |  | SDE | 2021-10-31 02:09 | LiDAR
272 | 213786 | DOMESTIC |  | ACTIVE | QLDC | 333.49 |  | 20 | 1523264 |  |  | 2010-02-10 11:00 |  | LKHAYES | FIELD_GPS |  | AC | 2010-12-20 11:00 | AC | 2010-12-20 11:00 | Medium |  | {0D32D958-2497-48C7-B0F2-BAE6C92C8CBD} |  |  | SDE | 2021-10-31 02:09 | LiDAR
273 | 213787 | DOMESTIC |  | ACTIVE | QLDC | 408.41 |  | 0 | 1523185 |  |  | 2010-05-02 12:00 |  | LKHAYES | FIELD_GPS |  | AC | 2010-12-20 11:00 | AC | 2010-12-20 11:00 | Medium |  | {6416F2BF-72C4-4AC0-801B-1309C1CEA9CC} |  |  | SDE | 2021-10-31 02:09 | LiDAR
274 | 213788 | COMMERC | Threepwood Pavilion | ACTIVE | QLDC | 354.93 |  | 0 | 1529367 |  |  | 2010-05-02 12:00 |  | LKHAYES | FIELD_GPS | Threepwood Pavilion | AC | 2010-12-20 11:00 | AC | 2010-12-20 11:00 | Medium |  | {AB8CB873-1F68-46CD-AD82-7D917A17133B} |  |  | SDE | 2021-10-31 02:09 | LiDAR
275 | 213789 | DOMESTIC |  | ACTIVE | QLDC | 376.56 |  | 0 | 15607 |  |  | 2010-05-12 12:00 |  | LKHAYES | FIELD_GPS |  | AC | 2010-12-20 11:00 | AC | 2010-12-20 11:00 | Medium |  | {19F0A92B-9906-467C-94A5-B43F0CCF6198} |  |  | SDE | 2021-10-31 02:09 | LiDAR
276 | 213790 | DOMESTIC |  | ACTIVE | QLDC | 350.51 |  | 0 | 15800 |  |  | 2010-06-14 12:00 |  | LKHAYES | FIELD_GPS |  | AC | 2010-12-20 11:00 | AC | 2010-12-20 11:00 | Medium |  | {4057592E-0A9F-409D-8B19-175AC0B9CAD2} |  |  | SDE | 2021-10-31 02:09 | LiDAR
277 | 214020 | DOMESTIC |  | ACTIVE | PRIVATE | 414.65 |  | 25 |  |  |  | 2010-01-31 11:00 | RM090211 | QUEENTWN | ASBUILT_CAD |  | GH | 2011-01-05 11:00 | GH | 2011-01-05 11:00 | High |  | {3E882BE6-1994-4322-9713-5F4C0B2E7168} |  |  | SDE | 2021-10-31 02:09 | Dunedin 58
278 | 214021 | DOMESTIC |  | ACTIVE | PRIVATE | 414.66 |  | 25 |  |  |  | 2010-01-31 11:00 | RM090211 | QUEENTWN | ASBUILT_CAD |  | GH | 2011-01-05 11:00 | GH | 2011-01-05 11:00 | High |  | {629305EC-7DB4-49FD-AA72-4B6E81750C5D} |  |  | SDE | 2021-10-31 02:09 | Dunedin 58
279 | 214022 | DOMESTIC |  | ACTIVE | PRIVATE | 408.9 |  | 25 |  |  |  | 2010-01-31 11:00 | RM090211 | QUEENTWN | ASBUILT_CAD |  | GH | 2011-01-05 11:00 | GH | 2011-01-05 11:00 | High |  | {D753F68B-5BAF-43BA-8FA6-E66233622E77} |  |  | SDE | 2021-10-31 02:09 | Dunedin 58
280 | 214023 | DOMESTIC |  | ACTIVE | PRIVATE | 408.74 |  | 25 |  |  |  | 2010-01-31 11:00 | RM090211 | QUEENTWN | ASBUILT_CAD |  | GH | 2011-01-05 11:00 | GH | 2011-01-05 11:00 | High |  | {CCCBB968-61B5-404E-96A3-493AE76CDED9} |  |  | SDE | 2021-10-31 02:09 | Dunedin 58
281 | 214288 | DOMESTIC | WATER METER | ACTIVE | QLDC | 428.3 |  | 20 |  | GM9000 | ACUFLO | 2009-12-31 11:00 | RM100007 | ARTHPT | ASBUILT_CAD |  | GH | 2011-01-11 11:00 | GH | 2011-01-11 11:00 | High |  | {F337DCD5-FE27-4A84-8FDA-7572FDA87E09} |  |  | SDE | 2021-10-31 02:09 | Dunedin 58
282 | 215232 | COMMERC | Bulk Flow Meter, for Kawarau falls development, Located on Peninsular Road access. | ACTIVE | PRIVATE | 351.94 |  | 150 |  |  |  | 2009-12-31 11:00 | RM050908 | QUEENTWN | ASBUILT_CAD | Bulk Flow Meter | GH | 2011-01-26 11:00 | GH | 2011-01-26 11:00 | High |  | {EA9684B6-4BB7-411A-B259-EF1FC568B302} |  |  | SDE | 2021-10-31 02:09 | LiDAR
283 | 215527 | FLOW | 300MM ABB MAGFLOW | ACTIVE | QLDC | 327.89 |  | 300 | P/686/79/1/1 |  |  | 1900-12-31 11:00 |  | WANAKA | ASBUILT_UW | ABB Magmaster 300mm | AC | 2011-01-30 11:00 | AC | 2011-01-30 11:00 | Medium |  | {21521191-6B75-4954-B994-7D81FF089CD7} |  |  | SDE | 2021-10-31 02:09 | LiDAR
284 | 215642 | FLOW |  | ACTIVE | QLDC | 311.51 |  | 0 |  |  |  | 1900-12-31 11:00 |  | WANAKA | ASBUILT_UW |  | AC | 2011-01-31 11:00 | AC | 2011-01-31 11:00 | Medium |  | {8C0C89C9-16CB-41B7-9561-D259E4BCF7F5} |  |  | SDE | 2021-10-31 02:09 | LiDAR
285 | 215643 | FLOW |  | ACTIVE | QLDC | 310.72 |  | 0 |  |  |  | 1900-12-31 11:00 | W161386 | WANAKA | ASBUILT_UW | Position updated per Veolia asbuilt 4/6/2015 | AC | 2011-01-31 11:00 | BFC | 2015-08-07 12:00 | Low |  | {DF545CD6-ECA2-444C-9828-A200B5707B80} |  |  | SDE | 2021-10-31 02:09 | LiDAR
286 | 215966 | FLOW | METER IN MANHOLE, raised register faceplate on stalk from paddlewheel meter in manhole invert. | ACTIVE | QLDC | 344.4 |  | 0 |  |  |  | 1900-12-31 11:00 |  | QUEENTWN | FIELD_WK | METER IN MANHOLE | AC | 2011-02-09 11:00 | AC | 2011-02-09 11:00 | Medium |  | {D22F2174-5BC2-44EA-8A89-823C5BBFB2BE} |  |  | SDE | 2021-10-31 02:09 | LiDAR
287 | 216738 | FLOW | 300MM ABB MAGFLOW | ACTIVE | QLDC | 326.42 |  | 300 | P/686/791/3 |  |  | 1900-12-31 11:00 |  | WANAKA | UW_GPS |  | AC | 2011-03-01 11:00 | AC | 2011-03-01 11:00 | Medium |  | {F928558F-F2A2-42C1-8BCB-04BE1B8215FE} |  |  | SDE | 2021-10-31 02:09 | LiDAR
288 | 216739 | FLOW | 100MM ABB MAGFLOW | ACTIVE | QLDC | 326.41 |  | 100 | P/70559/1/8 |  |  | 1900-12-31 11:00 |  | WANAKA | UW_GPS |  | AC | 2011-03-01 11:00 | AC | 2011-03-01 11:00 | Medium |  | {A60F2226-6451-4258-B2CD-62081EBC8887} |  |  | SDE | 2021-10-31 02:09 | LiDAR
289 | 217378 | FLOW | 200mm falling main water main telemetry | ACTIVE | QLDC | 467.18 |  | 200 |  | MAGFLOW | ABB | 1900-12-31 11:00 | W01_FLOW | QUEENTWN | UW_GPS |  | GH | 2011-03-10 11:00 | GH | 2011-03-10 11:00 | High |  | {FB9719B6-4346-4E0C-8078-B24638963408} |  |  | SDE | 2021-10-31 02:09 | LiDAR
290 | 217379 | FLOW | Magflow meter on telemetry - serves a150mm falling main. | ACTIVE | QLDC | 467.06 |  | 150 |  | MAGFLOW | ABB | 1900-12-31 11:00 | W01_FLOW | QUEENTWN | UW_GPS |  | GH | 2011-03-10 11:00 | GH | 2011-03-10 11:00 | High |  | {BF88FD75-7719-448E-8628-62EE3051CCEC} |  |  | SDE | 2021-10-31 02:09 | LiDAR
291 | 220665 | FLOW | Electromagnetic flowmeter for Glendhu Bay water intake | ACTIVE | QLDC | 279.83 |  | 100 | 3K/40934 | MAGMASTER | ABB | 2010-11-28 11:00 | CT 10-019 | WANAKA | ASBUILT_CAD | FLOW METER | GH | 2011-03-22 11:00 | GH | 2011-03-22 11:00 | High |  | {E31934BA-EF8C-4CBE-89A4-703EB60FFF4F} |  |  | SDE | 2021-10-31 02:09 | Dunedin 58
292 | 221850 | FLOW | Located in reserve, measures pressure flow into the bypass loop main. | ACTIVE | QLDC | 358.64 |  | 100 |  |  |  | 1900-12-31 11:00 |  | QUEENTWN | ASBUILT_UW |  | AC | 2011-05-03 12:00 | AC | 2011-05-03 12:00 | Medium |  | {3ECBD35F-EB19-4F75-B617-BF4BDD0F8C84} |  |  | SDE | 2021-10-31 02:09 | LiDAR
293 | 221851 | FLOW | 31 Greenstone Pl, measures pressure flow from #3 and #2 Fernhill reservoirs prior to the Avalon tce Greenstone Pl pressure link main. | ACTIVE | QLDC | 490.58 |  | 0 |  |  |  | 1900-12-31 11:00 |  | QUEENTWN | ASBUILT_UW |  | AC | 2011-05-03 12:00 | AC | 2011-05-03 12:00 |  |  | {5B6EA72C-038A-4226-AD0F-D1EB4B274C18} |  |  | SDE | 2021-10-31 02:09 | LiDAR
294 | 222047 | DOMESTIC |  | ACTIVE | QLDC | 355.54 |  | 0 |  |  |  | 2010-12-31 11:00 |  | LKHAYES | GPS |  | AC | 2011-06-01 12:00 | AC | 2011-06-01 12:00 | Medium |  | {2F3FC48F-88E5-481A-8953-9C587F250C21} |  |  | SDE | 2021-10-31 02:09 | LiDAR
295 | 222043 | DOMESTIC |  | ACTIVE | QLDC | 353.35 |  | 0 |  |  |  | 2010-12-31 11:00 |  | LKHAYES | GPS |  | AC | 2011-06-01 12:00 | AC | 2011-06-01 12:00 | Medium |  | {4D9CF82B-3F60-4BE4-8E0E-FCCB44F489A2} |  |  | SDE | 2021-10-31 02:09 | LiDAR
296 | 222044 | DOMESTIC |  | ACTIVE | PRIVATE | 432.5 |  | 0 |  |  |  | 2010-12-31 11:00 |  | LKHAYES | GPS |  | AC | 2011-06-01 12:00 | AC | 2011-06-01 12:00 | Medium |  | {A9538865-240F-4F98-82CD-4D76C30B70EA} |  |  | SDE | 2021-10-31 02:09 | LiDAR
297 | 222045 | DOMESTIC |  | ACTIVE | PRIVATE | 431.98 |  | 0 |  |  |  | 2010-12-31 11:00 |  | LKHAYES | GPS |  | AC | 2011-06-01 12:00 | AC | 2011-06-01 12:00 | Medium |  | {ABE71ABF-9402-4C7D-A64B-DF2BE0A4CAB6} |  |  | SDE | 2021-10-31 02:09 | LiDAR
298 | 222046 | DOMESTIC |  | ACTIVE | PRIVATE | 427.02 |  | 0 |  |  |  | 2010-12-31 11:00 |  | LKHAYES | GPS |  | AC | 2011-06-01 12:00 | AC | 2011-06-01 12:00 | Medium |  | {DADF166C-540C-4960-BECA-2370A64EBAC5} |  |  | SDE | 2021-10-31 02:09 | LiDAR
299 | 222048 | DOMESTIC |  | ACTIVE | QLDC | 430.17 |  | 0 |  |  |  | 1900-12-31 11:00 |  | ARRWTWN | ASBUILT_UW |  | AC | 2011-06-01 12:00 | AC | 2011-06-01 12:00 | Medium |  | {59E9A504-75AA-4254-9F29-2AB770533BAF} |  |  | SDE | 2021-10-31 02:09 | LiDAR
300 | 222147 | FLOW | MADDALENA MULTIJET (WITH PULSE EMMITER) | ACTIVE | QLDC | 350.98 |  | 0 | 1034007416 |  |  | 1900-12-31 11:00 |  | LKHAWEA | ASBUILT_UW | MADDALENA MULTIJET (WITH PULSE EMMITER) | AC | 2011-06-08 12:00 | AC | 2011-06-08 12:00 | Medium |  | {FE8BAE39-746E-4FAC-939E-106B9B405691} |  |  | SDE | 2021-10-31 02:09 | LiDAR
301 | 222555 | DOMESTIC | Service Address: 51 Alec Robins Road | ACTIVE | QLDC | 347.44 |  | 20 | mc15278 | ACUFLOW GM900 |  | 2010-06-02 12:00 | ARRW | LKHAYES | ASBUILT_CAD | Acuflow GM900 Manifold | GH | 2011-07-03 12:00 | GH | 2011-07-03 12:00 | High |  | {660D932C-CD74-4E50-958C-2F53656EEA8B} |  |  | SDE | 2021-10-31 02:09 | Dunedin 58
302 | 222556 | DOMESTIC | Service Address: 64 Alec Robins Road | ACTIVE | QLDC | 349.62 |  | 20 | mc15280 | ACUFLOW GM900 |  | 2010-06-02 12:00 | ARRW | LKHAYES | ASBUILT_CAD | Acuflow GM900 Manifold | GH | 2011-07-03 12:00 | GH | 2011-07-03 12:00 | High |  | {092DDDB9-FB72-4773-9E48-7D43F2E2F43C} |  |  | SDE | 2021-10-31 02:09 | Dunedin 58
303 | 222557 | DOMESTIC | Service Address: 61 Alec Robins Road | ACTIVE | QLDC | 350.22 |  | 20 | mc15282 | ACUFLOW GM900 |  | 2010-06-02 12:00 | ARRW | LKHAYES | ASBUILT_CAD | Acuflow GM900 Manifold | GH | 2011-07-03 12:00 | GH | 2011-07-03 12:00 | High |  | {9FC5B198-A71F-448E-BAC4-481DE4DB1B33} |  |  | SDE | 2021-10-31 02:09 | Dunedin 58
304 | 222558 | DOMESTIC | Service Address: 73 Alec Robins Road | ACTIVE | QLDC | 350.24 |  | 20 | mc15279 | ACUFLOW GM900 |  | 2010-06-02 12:00 | ARRW | LKHAYES | ASBUILT_CAD | Acuflow GM900 Manifold | GH | 2011-07-03 12:00 | GH | 2011-07-03 12:00 | High |  | {6ABE39F2-9CD5-4CEE-8304-BAD70FCDD8FF} |  |  | SDE | 2021-10-31 02:09 | Dunedin 58
305 | 222559 | FLOW |  | ACTIVE | QLDC | 346.43 |  | 50 | 90097829 | MEISTREAM 050 |  | 2010-05-05 12:00 | ARRW | LKHAYES | ASBUILT_CAD | Meistream050 | GH | 2011-07-03 12:00 | GH | 2011-07-03 12:00 | High |  | {06F87BC5-B8E1-4DA4-9C60-AE9A88FD7A13} |  |  | SDE | 2021-10-31 02:09 | Dunedin 58
306 | 223261 | FLOW |  | ACTIVE | QLDC | 456.77 |  | 0 |  |  |  | 2008-12-31 11:00 |  | QUEENTWN | ASBUILT_UW |  | AC | 2011-08-02 12:00 | AC | 2011-08-02 12:00 | Medium |  | {5CEF17EA-90D8-4E82-AD9D-0F8BD44265F0} |  |  | SDE | 2021-10-31 02:09 | LiDAR
307 | 223262 | COMMERC | St Moritz | ACTIVE | PRIVATE | 327.51 |  | 0 |  |  |  | 2011-06-27 12:00 |  | QUEENTWN | ASBUILT_UW |  | AC | 2011-08-02 12:00 | AC | 2011-08-02 12:00 | Medium |  | {207BCA6F-7950-414F-A505-BA839503DB62} |  |  | SDE | 2021-10-31 02:09 | LiDAR
308 | 223263 | COMMERC |  | ACTIVE | QLDC | 340.19 |  | 0 |  |  |  | 2011-06-27 12:00 |  | QUEENTWN | ASBUILT_UW |  | APH | 2021-06-16 12:00 | AC | 2011-08-02 12:00 | Medium |  | {F8407671-802B-43F5-9B95-C16E40F29261} |  |  | SDE | 2021-10-31 02:09 | LiDAR
309 | 223522 | FLOW | Water Supply Meter | ACTIVE | QLDC | 466.51 |  | 100 |  |  |  | 1900-12-31 11:00 | 1004878531 | QUEENTWN | ASBUILT_UW | Re-location of existing FM and PRV as per capex job 2018/2019. | AC | 2011-08-16 12:00 | BFC | 2021-01-05 11:00 | Medium |  | {D0B52FC2-26D4-4A3A-89A5-21849033379A} |  |  | SDE | 2021-10-31 02:09 | LiDAR
310 | 224835 | COMMERC |  | ACTIVE | QLDC | 318.63 |  | 0 |  |  |  | 1900-12-31 11:00 |  | QUEENTWN | FIELD_WK |  | AC | 2011-10-06 11:00 | AC | 2011-10-06 11:00 | Medium |  | {C9EF48AE-7C42-4B82-9F7A-CC84AE4F1B20} |  |  | SDE | 2021-10-31 02:09 | LiDAR
311 | 224836 | COMMERC |  | ACTIVE | QLDC | 317.9 |  | 0 |  |  |  | 1900-12-31 11:00 |  | QUEENTWN | FIELD_WK |  | AC | 2011-10-06 11:00 | AC | 2011-10-06 11:00 | Medium |  | {BB503312-285E-422A-AAFB-1FFC143C4570} |  |  | SDE | 2021-10-31 02:09 | LiDAR
312 | 224837 | COMMERC |  | ACTIVE | QLDC | 318.75 |  | 0 |  |  |  | 1900-12-31 11:00 |  | QUEENTWN | FIELD_WK |  | AC | 2011-10-06 11:00 | AC | 2011-10-06 11:00 | Medium |  | {8747B2D3-084D-4C66-AFC9-7EB7720D2002} |  |  | SDE | 2021-10-31 02:09 | LiDAR
313 | 224838 | COMMERC |  | ACTIVE | QLDC | 316.96 |  | 0 |  |  |  | 1900-12-31 11:00 |  | QUEENTWN | FIELD_WK |  | AC | 2011-10-06 11:00 | AC | 2011-10-06 11:00 | Medium |  | {25D80414-F7F8-42D9-9185-87847B2DA698} |  |  | SDE | 2021-10-31 02:09 | LiDAR
314 | 224839 | COMMERC |  | ACTIVE | QLDC | 316.84 |  | 0 |  |  |  | 1900-12-31 11:00 |  | QUEENTWN | FIELD_WK |  | AC | 2011-10-06 11:00 | AC | 2011-10-06 11:00 | Medium |  | {0F01F1D7-6C44-4ECC-B47C-6FCC01C02251} |  |  | SDE | 2021-10-31 02:09 | LiDAR
315 | 224840 | COMMERC |  | ACTIVE | QLDC | 316.84 |  | 0 |  |  |  | 1900-12-31 11:00 |  | QUEENTWN | FIELD_WK |  | AC | 2011-10-06 11:00 | AC | 2011-10-06 11:00 | Medium |  | {C4072F77-4647-46C5-98D1-D8BD8010A1DB} |  |  | SDE | 2021-10-31 02:09 | LiDAR
316 | 224841 | COMMERC |  | ACTIVE | QLDC | 316.84 |  | 0 |  |  |  | 1900-12-31 11:00 |  | QUEENTWN | FIELD_WK |  | AC | 2011-10-06 11:00 | AC | 2011-10-06 11:00 | Medium |  | {AA761E45-2D25-4D39-B1B5-888017B2A1BF} |  |  | SDE | 2021-10-31 02:09 | LiDAR
317 | 224842 | COMMERC |  | ACTIVE | QLDC | 317.14 |  | 0 |  |  |  | 1900-12-31 11:00 |  | QUEENTWN | FIELD_WK |  | AC | 2011-10-06 11:00 | AC | 2011-10-06 11:00 | Medium |  | {6304F75B-0C91-40D3-9464-EDCF6D79D743} |  |  | SDE | 2021-10-31 02:09 | LiDAR
318 | 224843 | COMMERC |  | ACTIVE | QLDC | 315.61 |  | 0 |  |  |  | 1900-12-31 11:00 |  | QUEENTWN | FIELD_WK |  | AC | 2011-10-06 11:00 | AC | 2011-10-06 11:00 | Medium |  | {338AEEDA-9A8F-4276-AA2A-095FF660D4FD} |  |  | SDE | 2021-10-31 02:09 | LiDAR
319 | 224844 | COMMERC |  | ACTIVE | QLDC | 315.46 |  | 0 |  |  |  | 1900-12-31 11:00 |  | QUEENTWN | FIELD_WK |  | AC | 2011-10-06 11:00 | AC | 2011-10-06 11:00 | Medium |  | {3877754D-7EF0-462D-8BF5-98FFBBD7720A} |  |  | SDE | 2021-10-31 02:09 | LiDAR
320 | 224845 | COMMERC |  | ACTIVE | QLDC | 315.47 |  | 0 |  |  |  | 1900-12-31 11:00 |  | QUEENTWN | FIELD_WK |  | AC | 2011-10-06 11:00 | AC | 2011-10-06 11:00 | Medium |  | {4A9E11A3-2DD9-4CBB-A0B4-8089668868B1} |  |  | SDE | 2021-10-31 02:09 | LiDAR
321 | 224846 | COMMERC |  | ACTIVE | QLDC | 314.91 |  | 0 |  |  |  | 1900-12-31 11:00 |  | QUEENTWN | FIELD_WK |  | AC | 2011-10-06 11:00 | AC | 2011-10-06 11:00 | Medium |  | {054A5EF5-2A64-4726-A4CF-5454B45F9C5A} |  |  | SDE | 2021-10-31 02:09 | LiDAR
322 | 224847 | COMMERC |  | ACTIVE | QLDC | 314.57 |  | 0 |  |  |  | 1900-12-31 11:00 |  | QUEENTWN | FIELD_WK |  | AC | 2011-10-06 11:00 | AC | 2011-10-06 11:00 | Medium |  | {A45225D8-BA1E-4A00-83E6-2D85EEE997E9} |  |  | SDE | 2021-10-31 02:09 | LiDAR
323 | 224848 | COMMERC |  | ACTIVE | QLDC | 315.27 |  | 0 |  |  |  | 1900-12-31 11:00 |  | QUEENTWN | FIELD_WK |  | AC | 2011-10-06 11:00 | AC | 2011-10-06 11:00 | Medium |  | {B6D42E21-DB06-457F-AD15-BB9C172E5CAA} |  |  | SDE | 2021-10-31 02:09 | LiDAR
324 | 224849 | COMMERC |  | ACTIVE | QLDC | 316.05 |  | 0 |  |  |  | 1900-12-31 11:00 |  | QUEENTWN | FIELD_WK |  | AC | 2011-10-06 11:00 | AC | 2011-10-06 11:00 | Medium |  | {9A8859CE-29C1-4FF5-9117-D79DFBB2295D} |  |  | SDE | 2021-10-31 02:09 | LiDAR
325 | 224850 | COMMERC | Commercial Water Meter | ACTIVE | QLDC | 311.62 |  | 0 |  |  |  | 1900-12-31 11:00 |  | QUEENTWN | FIELD_WK |  | AC | 2011-10-06 11:00 | AC | 2011-10-06 11:00 | Medium |  | {C44613B6-88A8-4428-AF0F-B5852E8E6427} |  |  | SDE | 2021-10-31 02:09 | LiDAR
326 | 224875 | DOMESTIC |  | ACTIVE | PRIVATE | 437.1 |  | 0 |  |  |  | 1900-12-31 11:00 |  | LKHAYES | GPS |  | AC | 2011-10-10 11:00 | AC | 2011-10-10 11:00 | Medium |  | {BEE87EB8-8EB4-44E0-946B-9501EF1B498D} |  |  | SDE | 2021-10-31 02:09 | LiDAR
327 | 224876 | DOMESTIC |  | ACTIVE | PRIVATE | 437.03 |  | 0 |  |  |  | 1900-12-31 11:00 |  | LKHAYES | GPS |  | AC | 2011-10-10 11:00 | AC | 2011-10-10 11:00 | Medium |  | {E2F0CBAB-1DA2-4DC0-BB04-CB2CEAFB3905} |  |  | SDE | 2021-10-31 02:09 | LiDAR
328 | 224877 | DOMESTIC |  | ACTIVE | PRIVATE | 438.4 |  | 0 |  |  |  | 1900-12-31 11:00 |  | LKHAYES | GPS |  | AC | 2011-10-10 11:00 | AC | 2011-10-10 11:00 | Medium |  | {84416725-6F1A-4B10-87DC-CF3C5083CA44} |  |  | SDE | 2021-10-31 02:09 | LiDAR
329 | 224878 | DOMESTIC |  | ACTIVE | PRIVATE | 443.05 |  | 0 |  |  |  | 1900-12-31 11:00 |  | LKHAYES | GPS |  | AC | 2011-10-10 11:00 | AC | 2011-10-10 11:00 | Medium |  | {CCAD43E3-B1A7-4751-BB3B-2AA983E14BAB} |  |  | SDE | 2021-10-31 02:09 | LiDAR
330 | 224920 | DOMESTIC |  | ACTIVE | PRIVATE | 430.45 |  | 0 |  |  |  | 1900-12-31 11:00 |  | LKHAYES | GPS |  | AC | 2011-10-11 11:00 | AC | 2011-10-11 11:00 | Medium |  | {669B1FF6-54D3-45CF-8748-B047A63ED279} |  |  | SDE | 2021-10-31 02:09 | LiDAR
331 | 224974 | DOMESTIC |  | ACTIVE | QLDC | 336.55 |  | 0 | 0 | 0 |  | 2008-09-30 11:00 | RM070452 | LKHAYES | ASBUILT_CAD |  | AC | 2011-10-13 11:00 | AC | 2011-10-13 11:00 | High |  | {87CD6515-0363-481A-9AC2-B63AF9E906BF} |  |  | SDE | 2021-10-31 02:09 | Dunedin 58
332 | 224991 | COMMERC | Water Flow Meter | ACTIVE | PRIVATE | 294.17 |  | 0 | 0 |  |  | 1996-12-31 11:00 | RM100793 | WANAKA | ASBUILT_CAD |  | AC | 2011-10-13 11:00 | AC | 2011-10-13 11:00 | High |  | {3F7003BA-09DF-40DA-A86E-A1C1C22E9C53} |  |  | SDE | 2021-10-31 02:09 | Dunedin 58
333 | 225612 | COMMERC |  | ACTIVE | QLDC | 311.68 |  | 0 |  |  |  | 1900-12-31 11:00 |  | QUEENTWN | QLDC_ENG |  | AC | 2011-11-14 11:00 | AC | 2011-11-14 11:00 | Medium |  | {F42A50D6-9CCA-487F-8F26-44EDF1B701BE} |  |  | SDE | 2021-10-31 02:09 | LiDAR
334 | 225613 | COMMERC | Joes Garage cafe - water meter | ACTIVE | QLDC | 313.66 |  | 20 |  |  |  | 2011-10-31 11:00 |  | QUEENTWN | FIELD_WK |  | AC | 2011-11-15 11:00 | AC | 2011-11-15 11:00 | Medium |  | {E3DE649A-DF98-4719-86A0-F9CBABD10E0C} |  |  | SDE | 2021-10-31 02:09 | LiDAR
335 | 225614 | COMMERC | Downstairs resturant Ballerat trading company | ACTIVE | QLDC | 312 |  | 20 |  |  |  | 2011-10-31 11:00 |  | QUEENTWN | FIELD_WK |  | AC | 2011-11-15 11:00 | AC | 2011-11-15 11:00 | Medium |  | {B72D26CA-9D0E-49A4-863F-161C039EC0AF} |  |  | SDE | 2021-10-31 02:09 | LiDAR
336 | 225615 | COMMERC | winnies (upstairs ) resturant and bar | ACTIVE | QLDC | 312 |  | 20 |  |  |  | 2011-10-31 11:00 |  | QUEENTWN | FIELD_WK |  | AC | 2011-11-15 11:00 | AC | 2011-11-15 11:00 | Medium |  | {BE998E18-138B-4FB2-8926-92233270F942} |  |  | SDE | 2021-10-31 02:09 | LiDAR
337 | 225616 | COMMERC |  | ACTIVE | QLDC | 312.37 |  | 0 |  |  |  | 2011-10-31 11:00 |  | QUEENTWN | FIELD_WK |  | AC | 2011-11-15 11:00 | AC | 2011-11-15 11:00 | Medium |  | {2374D464-8AB5-4C71-83AC-A0AE3F48721A} |  |  | SDE | 2021-10-31 02:09 | LiDAR
338 | 225714 | COMMERC | IN UNDERGROUND CARPARK | ACTIVE | PRIVATE | 313.23 |  | 0 |  |  |  | 1999-12-31 11:00 |  | QUEENTWN | FIELD_WK |  | AC | 2011-11-21 11:00 | AC | 2011-11-21 11:00 | Low |  | {6D29FC55-9A6B-45BD-AE06-15D21DC3A329} |  |  | SDE | 2021-10-31 02:09 | LiDAR
339 | 225715 | COMMERC | IN UNDERGROUND CARPARK | ACTIVE | PRIVATE | 312.94 |  | 0 |  |  |  | 1999-12-31 11:00 |  | QUEENTWN | FIELD_WK |  | AC | 2011-11-21 11:00 | AC | 2011-11-21 11:00 | Low |  | {55AA348E-F6D0-49C4-BFF7-36C8EB029191} |  |  | SDE | 2021-10-31 02:09 | LiDAR
340 | 225716 | COMMERC | IN UNDERGROUND CARPARK | ACTIVE | PRIVATE | 312.59 |  | 0 |  |  |  | 1999-12-31 11:00 |  | QUEENTWN | FIELD_WK |  | AC | 2011-11-21 11:00 | AC | 2011-11-21 11:00 | Low |  | {38D8B69D-94AD-4B8C-82B1-37D4DC9BB2DA} |  |  | SDE | 2021-10-31 02:09 | LiDAR
341 | 225968 | COMMERC |  | ACTIVE | QLDC | 317.13 |  | 0 |  |  |  | 2011-11-14 11:00 |  | QUEENTWN | ASBUILT_UW |  | AC | 2011-12-19 11:00 | AC | 2011-12-19 11:00 | Medium |  | {FA793C08-70A0-4ED1-93B3-AB5E0183CEB8} |  |  | SDE | 2021-10-31 02:09 | LiDAR
342 | 226189 | FLOW | (FM2 O&M). 6.8m from scour valve | ACTIVE | QLDC | 372.49 |  | 0 |  |  |  | 2009-06-30 12:00 |  | ARTHPT | ASBUILT_DIG |  | AC | 2012-02-02 11:00 | AC | 2012-02-02 11:00 | Medium |  | {FCEA4FF1-96C5-4DAC-844A-00827A7208AA} |  |  | SDE | 2021-10-31 02:09 | LiDAR
343 | 226199 | FLOW | (FM2 O&M) | ACTIVE | QLDC | 351.1 |  | 0 |  |  |  | 1900-12-31 11:00 |  | LKHAWEA | ASBUILT_UW |  | AC | 2012-02-07 11:00 | AC | 2012-02-07 11:00 | Medium |  | {6A33559E-FD52-4C06-A5E9-5E6645423A29} |  |  | SDE | 2021-10-31 02:09 | LiDAR
344 | 227148 | FLOW | WATER METER | ACTIVE | QLDC | 386.8 |  | 0 | 0 | 0 |  | 2011-10-31 11:00 | RM110055 | QUEENTWN | ASBUILT_CAD |  | AC | 2012-02-15 11:00 | AC | 2012-02-15 11:00 | High |  | {CEEA5564-202E-400B-80DA-18E9F6489A84} |  |  | SDE | 2021-10-31 02:09 | Dunedin 58
345 | 227149 | DOMESTIC | WATER METER | ACTIVE | PRIVATE | 385.04 |  | 0 | 0 | 0 |  | 2011-10-31 11:00 | RM110055 | QUEENTWN | ASBUILT_CAD |  | AC | 2012-02-15 11:00 | AC | 2012-02-15 11:00 | High |  | {D7C0C33F-A382-405C-B729-729EEA009789} |  |  | SDE | 2021-10-31 02:09 | Dunedin 58
346 | 227150 | DOMESTIC | WATER METER | ACTIVE | PRIVATE | 385.75 |  | 0 | 0 | 0 |  | 2011-10-31 11:00 | RM110055 | QUEENTWN | ASBUILT_CAD |  | AC | 2012-02-15 11:00 | AC | 2012-02-15 11:00 | High |  | {7A4DB43A-09E3-48B6-93FD-9DD23EFC4D92} |  |  | SDE | 2021-10-31 02:09 | Dunedin 58
347 | 227151 | DOMESTIC | WATER METER | ACTIVE | PRIVATE | 386.52 |  | 0 | 0 | 0 |  | 2011-10-31 11:00 | RM110055 | QUEENTWN | ASBUILT_CAD |  | AC | 2012-02-15 11:00 | AC | 2012-02-15 11:00 | High |  | {1C6791F4-6341-4D92-96CD-C842309D05C4} |  |  | SDE | 2021-10-31 02:09 | Dunedin 58
348 | 227654 | COMMERC | 1 Church St | ACTIVE | QLDC | 314.16 |  | 20 |  |  |  | 2003-12-31 11:00 |  | QUEENTWN | QLDC_ENG |  | AC | 2012-03-05 11:00 | AC | 2012-03-05 11:00 | Medium |  | {35CD1C0C-4A9D-4BC9-8AE2-3B3E2FAD2C60} |  |  | SDE | 2021-10-31 02:09 | LiDAR
349 | 227655 | FLOW | 2 - 6 Church St | ACTIVE | QLDC | 313.37 |  | 20 |  |  |  | 2011-12-31 11:00 |  | QUEENTWN | QLDC_ENG |  | AC | 2012-03-05 11:00 | AC | 2012-03-05 11:00 | Medium |  | {13F2C90F-99D2-409E-9DFF-DB62192789D9} |  |  | SDE | 2021-10-31 02:09 | LiDAR
350 | 227692 | COMMERC | 150mm ENDRESS AND HAUSER PROMAG FLOWMETER INSTALLED IN MANHOLE | ACTIVE | QLDC | 432.86 |  | 150 |  |  |  | 2013-12-31 11:00 |  | QUEENTWN | ASBUILT_V |  | AC | 2012-03-05 11:00 | AC | 2016-05-19 12:00 | Medium |  | {9E07D424-7814-4F87-B307-7E583FC102A7} |  |  | SDE | 2021-10-31 02:09 | LiDAR
351 | 227697 | COMMERC |  | ACTIVE | QLDC | 313.82 |  | 20 |  |  |  | 2003-12-31 11:00 |  | QUEENTWN | QLDC_ENG |  | AC | 2012-03-06 11:00 | AC | 2012-03-06 11:00 | Medium |  | {1B2D9D40-24EB-4B79-8B39-7BCC743F8149} |  |  | SDE | 2021-10-31 02:09 | LiDAR
352 | 227729 | COMMERC |  | ACTIVE | QLDC | 418.9 |  | 0 |  |  |  | 1900-12-31 11:00 |  | QUEENTWN | FIELD_WK |  | AC | 2012-03-06 11:00 | AC | 2012-03-06 11:00 | Medium |  | {E91BA349-D1E4-4017-9552-70997FB75F5C} |  |  | SDE | 2021-10-31 02:09 | LiDAR
353 | 228389 | COMMERC |  | ACTIVE | PRIVATE | 312.63 |  | 0 |  |  |  | 1977-12-31 11:00 |  | QUEENTWN | QLDC_ENG |  | MO | 2012-03-14 11:00 | MO | 2012-03-14 11:00 |  |  | {FA4DC103-720C-4B54-B66F-743F4D52D4AC} |  |  | SDE | 2021-10-31 02:09 | LiDAR
354 | 228495 | COMMERC |  | ACTIVE | QLDC | 407.93 |  | 0 |  |  |  | 2011-12-05 11:00 |  | ARRWTWN | ASBUILT-UW |  | AC | 2012-03-25 11:00 | AC | 2012-03-25 11:00 | Medium |  | {63477DED-A445-48DD-9CE0-83F4B1294FBE} |  |  | SDE | 2021-10-31 02:09 | LiDAR
355 | 228580 | COMMERC |  | ACTIVE | QLDC | 292.62 |  | 0 |  |  |  | 2005-12-31 11:00 | RM060681 | WANAKA | ASBUILT_CAD |  | AC | 2012-03-29 11:00 | AC | 2012-03-29 11:00 | High |  | {EE687466-3A16-4067-911A-0F5EE1BD0CDE} |  |  | SDE | 2021-10-31 02:09 | LiDAR
356 | 229784 | DOMESTIC |  | ACTIVE | QLDC | 332.38 |  | 0 |  |  |  | 2012-05-07 12:00 |  | QUEENTWN | ASBUILT_UW |  | AC | 2012-05-22 12:00 | AC | 2012-05-22 12:00 | Medium |  | {8E02C0DD-41C3-46B5-AF78-A7559B95992F} |  |  | SDE | 2021-10-31 02:09 | LiDAR
357 | 229785 | DOMESTIC |  | ACTIVE | QLDC | 405.93 |  | 0 |  |  |  | 2012-05-07 12:00 |  | ARRWTWN | ASBUILT_UW |  | AC | 2012-05-22 12:00 | AC | 2012-05-22 12:00 | Medium |  | {C5EB9EDE-22E9-4263-A95F-A1F371F18E8F} |  |  | SDE | 2021-10-31 02:09 | LiDAR
358 | 229786 | DOMESTIC |  | ACTIVE | PRIVATE | 402.29 |  | 0 |  |  |  | 2012-05-07 12:00 |  | ARRWTWN | ASBUILT_UW |  | AC | 2012-05-22 12:00 | AC | 2012-05-22 12:00 | Medium |  | {7FF8484B-13E0-4B1F-8893-4AAE48D6E11F} |  |  | SDE | 2021-10-31 02:09 | LiDAR
359 | 230151 | FLOW | FLOW METER | ACTIVE | QLDC | 336.8 |  | 100 | ???? | ??????? | HUMES | 2012-11-30 11:00 | RM070991 | LKHAYES | ASBUILT_CAD |  | AC | 2012-05-24 12:00 | AC | 2012-05-24 12:00 | High |  | {13C79252-F8B7-4659-A9E0-F2E529D0BE09} |  |  | SDE | 2021-10-31 02:09 | Dunedin 58
360 | 230152 | FLOW | FLOW METER | ACTIVE | QLDC | 336.8 |  | 100 | ???? | ??????? | HUMES | 2012-11-30 11:00 | RM070991 | LKHAYES | ASBUILT_CAD |  | AC | 2012-05-24 12:00 | AC | 2012-05-24 12:00 | High |  | {4F1121FB-12F6-4C13-9100-461CCC786D20} |  |  | SDE | 2021-10-31 02:09 | Dunedin 58
361 | 230777 | FLOW | Endress & Hauser 200mm Magflow meter located in manhole | ACTIVE | QLDC | 336.04 |  | 0 |  |  |  | 2011-12-31 11:00 |  | QUEENTWN | ASBUILT_UW |  | AC | 2012-06-17 12:00 | AC | 2012-06-17 12:00 | Medium |  | {CA9FAFFE-8850-46BE-9C8C-E5F4EDC52755} |  |  | SDE | 2021-10-31 02:09 | LiDAR
362 | 230778 | FLOW | Endress & Hauser 200mm Magflow meter located in manhole | ACTIVE | QLDC | 336.13 |  | 0 |  |  |  | 2011-12-31 11:00 |  | QUEENTWN | ASBUILT_UW |  | AC | 2012-06-17 12:00 | AC | 2012-06-17 12:00 | Medium |  | {A4DD0041-06E9-4EC0-B2DA-BB8B798F287E} |  |  | SDE | 2021-10-31 02:09 | LiDAR
363 | 230974 | FLOW |  | ACTIVE | QLDC | 365 |  | 0 | EC05FD19000 | Promag 10 W DN150 | Endress + Hauser | 2012-06-24 12:00 |  | LKHAWEA | ASBUILT_UW |  | AC | 2012-07-09 12:00 | AC | 2012-07-09 12:00 | Medium |  | {A49143E7-7CA1-4E8A-A508-309431DEFC4F} |  |  | SDE | 2021-10-31 02:09 | LiDAR
364 | 231016 | FLOW |  | ACTIVE | QLDC | 369.04 |  | 100 | 120037854 |  |  | 2012-06-28 12:00 |  | LKHAWEA | ASBUILT_UW |  | AC | 2012-07-11 12:00 | AC | 2012-07-11 12:00 | Medium |  | {9B92D040-07E7-4A54-96E5-4AECEC8E0FAF} |  |  | SDE | 2021-10-31 02:09 | LiDAR
365 | 231017 | COMMERC |  | ACTIVE | QLDC | 368.75 |  | 50 | 1134009594 |  |  | 2012-06-28 12:00 |  | LKHAWEA | ASBUILT_UW |  | AC | 2012-07-11 12:00 | AC | 2012-07-11 12:00 | Medium |  | {C1CBC46E-3833-4724-A45E-02FFD054B7A7} |  |  | SDE | 2021-10-31 02:09 | LiDAR
366 | 231018 | COMMERC |  | ACTIVE | QLDC | 352.17 |  | 50 | 1234009594 |  |  | 2012-06-26 12:00 |  | LKHAWEA | ASBUILT_UW |  | AC | 2012-07-11 12:00 | AC | 2012-07-11 12:00 | Medium |  | {6A95111E-052C-407F-8B12-59B013F7FA65} |  |  | SDE | 2021-10-31 02:09 | LiDAR
367 | 231023 | COMMERC |  | ACTIVE | QLDC | 355.77 |  | 0 | 1134009607 |  |  | 1900-12-31 11:00 |  | LKHAWEA | ASBUILT_UW |  | AC | 2012-07-12 12:00 | AC | 2012-07-12 12:00 | Medium |  | {3239875A-AD57-4A85-81C0-9DCA5B33515B} |  |  | SDE | 2021-10-31 02:09 | LiDAR
368 | 231306 | FLOW | Water Flow Meter 3 | ACTIVE | QLDC | 359.41 |  | 0 | 0 | 0 | ASMUSS | 2012-04-30 12:00 | RM100180 | QUEENTWN | ASBUILT_CAD |  | AC | 2012-08-01 12:00 | AC | 2012-08-01 12:00 | High |  | {2CA1E481-3A81-4474-ACFC-ECB1816ECC6C} |  |  | SDE | 2021-10-31 02:09 | Dunedin 58
369 | 231307 | FLOW | Water Flow Meter 2 | ACTIVE | PRIVATE | 373.98 |  | 0 | 0 | 0 | ASMUSS | 2012-04-30 12:00 | RM100180 | QUEENTWN | ASBUILT_CAD |  | AC | 2012-08-01 12:00 | AC | 2012-08-01 12:00 | High |  | {F95467D8-BE0F-4199-B539-BD8DFE9CCA70} |  |  | SDE | 2021-10-31 02:09 | Dunedin 58
370 | 231545 | FLOW |  | ACTIVE | QLDC | 376.17 |  | 0 |  |  |  | 2012-05-31 12:00 |  | ARTHPT | FIELD_WK |  | AC | 2012-08-29 12:00 | AC | 2012-08-29 12:00 | Medium |  | {D86CDBAB-BE27-4C2F-A6A3-8DD36EE5D65D} |  |  | SDE | 2021-10-31 02:09 | LiDAR
371 | 231546 | FLOW |  | ACTIVE | QLDC | 376.57 |  | 0 |  |  |  | 2012-05-31 12:00 |  | ARTHPT | FIELD_WK |  | AC | 2012-08-29 12:00 | AC | 2012-08-29 12:00 | Medium |  | {80316FDF-00DC-46A1-8584-B7F982B7F5D4} |  |  | SDE | 2021-10-31 02:09 | LiDAR
372 | 231690 | DOMESTIC |  | ACTIVE | QLDC | 387.72 |  | 0 |  |  |  | 2011-12-31 11:00 | RM071221 | LKHAYES | ASBUILT_CAD |  | AC | 2012-09-24 12:00 | AC | 2012-09-24 12:00 | High |  | {F1EEFA2C-68E0-40D5-A836-021DA61E471D} |  |  | SDE | 2021-10-31 02:09 | LiDAR
373 | 231692 | DOMESTIC |  | ACTIVE | QLDC | 387.13 |  | 0 |  |  |  | 2011-12-31 11:00 | RM071221 | LKHAYES | ASBUILT_CAD |  | AC | 2012-09-24 12:00 | AC | 2012-09-24 12:00 | High |  | {EE18B8A4-74A7-4CAC-B10F-6534445C7740} |  |  | SDE | 2021-10-31 02:09 | LiDAR
374 | 231691 | DOMESTIC |  | ACTIVE | QLDC | 387.13 |  | 0 |  |  |  | 2011-12-31 11:00 | RM071221 | LKHAYES | ASBUILT_CAD |  | AC | 2012-09-24 12:00 | AC | 2012-09-24 12:00 | High |  | {C23382BA-E0C9-4381-B7EA-1501B7DE4CB2} |  |  | SDE | 2021-10-31 02:09 | LiDAR
375 | 232197 | FLOW | Flow meter for Heritage Hotel | ACTIVE | QLDC | 361.55 |  | 0 |  |  |  | 1900-12-31 11:00 |  | QUEENTWN | ASBUILT_UW |  | AC | 2012-10-15 11:00 | AC | 2012-10-15 11:00 | Medium |  | {EDD08C82-52EC-4318-89CE-D379DE995F0F} |  |  | SDE | 2021-10-31 02:09 | LiDAR
376 | 233132 | COMMERC |  | ACTIVE | QLDC | 280.32 |  | 0 |  |  |  | 1900-12-31 11:00 |  | WANAKA | ASBUILT_UW |  | AC | 2012-11-12 11:00 | AC | 2012-11-12 11:00 | Medium |  | {0CE1DF63-2A52-4986-8549-EFD4C3D174B1} |  |  | SDE | 2021-10-31 02:09 | LiDAR
377 | 233507 | FLOW |  | ACTIVE | PRIVATE | 326.1 |  | 0 |  |  |  | 2010-12-31 11:00 | RM090946 | WANAKA | ASBUILT_CAD | 50mm | AC | 2012-11-22 11:00 | AC | 2012-11-22 11:00 | High |  | {D3FFE2D5-7E90-48D6-8B3F-592EF3AF9F79} |  |  | SDE | 2021-10-31 02:09 | LiDAR
378 | 233844 | DOMESTIC |  | ACTIVE | PRIVATE | 464.71 |  | 0 |  |  |  | 2004-12-31 11:00 | RM120131 | WANAKA | ASBUILT_CAD | Kent meter with PG100 reed switch. From Bore to Tanks | AC | 2012-12-03 11:00 | AC | 2012-12-03 11:00 | High |  | {E763F771-511E-4B30-AC8E-8C3F3965D3BB} |  |  | SDE | 2021-10-31 02:09 | LiDAR
379 | 233845 | DOMESTIC |  | ACTIVE | PRIVATE | 464.77 |  | 0 |  |  |  | 2004-12-31 11:00 | RM120131 | WANAKA | ASBUILT_CAD | Kent meter PSM-T water meter. From tanks to supply mains pressure to lots 11-22 | AC | 2012-12-03 11:00 | AC | 2012-12-03 11:00 | High |  | {5006C5EB-20D1-48C0-80DE-B5F3CCFEE8B0} |  |  | SDE | 2021-10-31 02:09 | LiDAR
380 | 233846 | DOMESTIC |  | ACTIVE | PRIVATE | 464.24 |  | 0 |  |  |  | 2004-12-31 11:00 | RM120131 | WANAKA | ASBUILT_CAD | Kent meter PSM-T water meter. From tanks to supply mains pressure to lots 11-22 | AC | 2012-12-03 11:00 | AC | 2012-12-03 11:00 | High |  | {8281031B-45FD-4324-9E0B-9B69B4C6DC38} |  |  | SDE | 2021-10-31 02:09 | LiDAR
381 | 233847 | DOMESTIC |  | ACTIVE | PRIVATE | 464.6 |  | 0 |  |  |  | 2004-12-31 11:00 | RM120131 | WANAKA | ASBUILT_CAD | Kent meter with PG100 reed switch. From Bore to Tanks | AC | 2012-12-03 11:00 | AC | 2012-12-03 11:00 | High |  | {EC83C841-F9F9-4C74-A977-CB32806E2CCD} |  |  | SDE | 2021-10-31 02:09 | LiDAR
382 | 235497 | FLOW |  | ACTIVE | QLDC | 409.21 |  | 200 |  |  |  | 2012-06-15 12:00 |  | QUEENTWN | QLDC_ENG |  | AC | 2013-01-21 11:00 | AC | 2013-01-21 11:00 | Medium |  | {4E01372E-7702-4A10-B109-9FEEBCFA609F} |  |  | SDE | 2021-10-31 02:09 | LiDAR
383 | 235812 | COMMERC |  | ACTIVE | QLDC | 317.09 |  | 0 |  |  |  | 1900-12-31 11:00 |  | QUEENTWN | FIELD_WK |  | AC | 2013-02-07 11:00 | AC | 2013-02-07 11:00 | Medium |  | {E2917AD0-8BB6-493F-B909-3F9529DB21D8} |  |  | SDE | 2021-10-31 02:09 | LiDAR
384 | 237091 | COMMERC | IRRIGATION BORE METER | ACTIVE | QLDC | 281.07 |  | 0 |  |  |  | 2013-02-07 11:00 |  | WANAKA | ASBUILT_UW |  | AC | 2013-02-19 11:00 | AC | 2013-02-19 11:00 | Medium |  | {7AB97885-00B0-4B9D-A3B0-A590A6242C8E} |  |  | SDE | 2021-10-31 02:09 | LiDAR
385 | 238490 | DOMESTIC |  | ACTIVE | QLDC | 346.31 |  | 0 | 160584 |  |  | 1900-12-31 11:00 |  | LKHAYES | ASBUILT_FH |  | AC | 2013-04-18 12:00 | AC | 2013-04-18 12:00 | Medium |  | {31C08C26-06E1-4CA7-ACDC-BA972524E0B9} |  |  | SDE | 2021-10-31 02:09 | LiDAR
386 | 238630 | COMMERC |  | ACTIVE | QLDC | 315.01 |  | 0 |  |  |  | 2009-12-31 11:00 | A00108 | QUEENTWN | ASBUILT_CAD |  | AC | 2013-04-30 12:00 | AC | 2013-04-30 12:00 | High |  | {7078EECA-9FBA-43EC-BD3B-52A8BA6E10F1} |  |  | SDE | 2021-10-31 02:09 | LiDAR
387 | 238631 | COMMERC |  | ACTIVE | QLDC | 312.68 |  | 0 |  |  |  | 2009-12-31 11:00 | A00108 | QUEENTWN | ASBUILT_CAD |  | AC | 2013-04-30 12:00 | AC | 2013-04-30 12:00 | High |  | {7BE2A90D-B2CB-4B3D-AB35-801AF8B30EC3} |  |  | SDE | 2021-10-31 02:09 | LiDAR
388 | 238632 | COMMERC |  | ACTIVE | QLDC | 313.23 |  | 0 |  |  |  | 2009-12-31 11:00 | A00108 | QUEENTWN | ASBUILT_CAD |  | AC | 2013-04-30 12:00 | AC | 2013-04-30 12:00 | High |  | {37454208-1779-4485-99F1-92AD78F20159} |  |  | SDE | 2021-10-31 02:09 | LiDAR
389 | 238633 | COMMERC |  | ACTIVE | QLDC | 313.16 |  | 0 |  |  |  | 2009-12-31 11:00 | A00108 | QUEENTWN | ASBUILT_CAD |  | AC | 2013-04-30 12:00 | AC | 2013-04-30 12:00 | High |  | {2A8F0EDB-DE8E-4536-B7D5-EA6AD524D57D} |  |  | SDE | 2021-10-31 02:09 | LiDAR
390 | 238634 | COMMERC |  | ACTIVE | QLDC | 313.14 |  | 0 |  |  |  | 2009-12-31 11:00 | A00108 | QUEENTWN | ASBUILT_CAD |  | AC | 2013-04-30 12:00 | AC | 2013-04-30 12:00 | High |  | {EF682890-154A-4AF3-8264-B5557E7019B0} |  |  | SDE | 2021-10-31 02:09 | LiDAR
391 | 238635 | COMMERC |  | ACTIVE | QLDC | 312.94 |  | 0 |  |  |  | 2009-12-31 11:00 | A00108 | QUEENTWN | ASBUILT_CAD |  | AC | 2013-04-30 12:00 | AC | 2013-04-30 12:00 | High |  | {83DFBD74-9B54-419D-90A7-B3B8845705F1} |  |  | SDE | 2021-10-31 02:09 | LiDAR
392 | 238636 | COMMERC |  | ACTIVE | QLDC | 312.89 |  | 0 |  |  |  | 2009-12-31 11:00 | A00108 | QUEENTWN | ASBUILT_CAD |  | AC | 2013-04-30 12:00 | AC | 2013-04-30 12:00 | High |  | {34C9C10C-4CF5-4F08-801C-30010C360090} |  |  | SDE | 2021-10-31 02:09 | LiDAR
393 | 238637 | COMMERC |  | ACTIVE | QLDC | 312.7 |  | 0 |  |  |  | 2009-12-31 11:00 | A00108 | QUEENTWN | ASBUILT_CAD |  | AC | 2013-04-30 12:00 | AC | 2013-04-30 12:00 | High |  | {9D85A70C-9FAB-414E-8F3B-F89C527EAF26} |  |  | SDE | 2021-10-31 02:09 | LiDAR
394 | 238638 | COMMERC |  | ACTIVE | QLDC | 314.14 |  | 0 |  |  |  | 2009-12-31 11:00 | A00108 | QUEENTWN | ASBUILT_CAD |  | AC | 2013-04-30 12:00 | AC | 2013-04-30 12:00 | High |  | {306195B3-38EB-41B1-985E-FA9BE1886D51} |  |  | SDE | 2021-10-31 02:09 | LiDAR
395 | 238639 | COMMERC |  | ACTIVE | QLDC | 315.05 |  | 0 |  |  |  | 2009-12-31 11:00 | A00108 | QUEENTWN | ASBUILT_CAD |  | AC | 2013-04-30 12:00 | AC | 2013-04-30 12:00 | High |  | {F0123E7A-6061-4D1B-85BE-646EA141EDB3} |  |  | SDE | 2021-10-31 02:09 | LiDAR
396 | 238640 | COMMERC |  | ACTIVE | QLDC | 314.74 |  | 0 |  |  |  | 2009-12-31 11:00 | A00108 | QUEENTWN | ASBUILT_CAD |  | AC | 2013-04-30 12:00 | AC | 2013-04-30 12:00 | High |  | {8629329A-5AF4-487D-AED5-C83B8466F988} |  |  | SDE | 2021-10-31 02:09 | LiDAR
397 | 238641 | COMMERC |  | ACTIVE | QLDC | 314.08 |  | 0 |  |  |  | 2009-12-31 11:00 | A00108 | QUEENTWN | ASBUILT_CAD |  | AC | 2013-04-30 12:00 | AC | 2013-04-30 12:00 | High |  | {85C469E7-E59E-40D9-8B0B-028FCC4EDBC1} |  |  | SDE | 2021-10-31 02:09 | LiDAR
398 | 238642 | COMMERC |  | ACTIVE | QLDC | 313.15 |  | 0 |  |  |  | 2009-12-31 11:00 | A00108 | QUEENTWN | ASBUILT_CAD |  | AC | 2013-04-30 12:00 | AC | 2013-04-30 12:00 | High |  | {7A21046B-5171-4966-9940-95F5BBA383AE} |  |  | SDE | 2021-10-31 02:09 | LiDAR
399 | 238694 | COMMERC |  | ACTIVE | QLDC | 313.3 |  | 0 |  |  |  | 1900-12-31 11:00 |  | GLENORCH | FIELD_WK |  | AC | 2013-05-02 12:00 | AC | 2013-05-02 12:00 | Medium |  | {0194C429-1FCB-41C3-925B-136BF070A0A0} |  |  | SDE | 2021-10-31 02:09 | LiDAR
400 | 239502 | FLOW | 100mm Promag flowmeter SCADA ref: M105 000 | ACTIVE | QLDC | 405.96 |  | 0 | H1153A19000 | Promag 10 L 1F |  | 2013-04-30 12:00 |  | ARRWTWN | FIELD_WK |  | AC | 2013-05-30 12:00 | AC | 2013-05-30 12:00 | Medium |  | {A0FD6172-0989-40C2-9D8D-72842329175D} |  |  | SDE | 2021-10-31 02:09 | LiDAR
401 | 239503 | FLOW | 100mm Promag flowmeter | ACTIVE | QLDC | 410.83 |  | 0 | FB113619000 | Promag 10 L |  | 2013-04-30 12:00 |  | ARRWTWN | FIELD_WK |  | AC | 2013-05-30 12:00 | AC | 2013-05-30 12:00 | Medium |  | {8C26CA1A-9EF6-4D62-9206-383106B056C1} |  |  | SDE | 2021-10-31 02:09 | LiDAR
402 | 239504 | FLOW | 150mm flowmeter | ACTIVE | QLDC | 422.39 |  | 0 | D927D019000 | Promag 10 L 1H |  | 2013-04-30 12:00 |  | ARRWTWN | FIELD_WK |  | AC | 2013-05-30 12:00 | AC | 2013-05-30 12:00 | Medium |  | {C5EE5DE8-34F4-400A-8988-9855A448E5EB} |  |  | SDE | 2021-10-31 02:09 | LiDAR
403 | 240811 | FLOW |  | ACTIVE | QLDC | 326.51 |  | 0 | F8106819000 | Promag L400 |  | 2013-06-23 12:00 |  | WANAKA | ASBUILT_UW |  | AC | 2013-06-26 12:00 | AC | 2013-06-26 12:00 | Medium |  | {D2D6CE85-0DAB-4CFF-BD0C-BEA0EDAD8A30} |  |  | SDE | 2021-10-31 02:09 | LiDAR
404 | 240812 | FLOW |  | ACTIVE | QLDC | 318.96 |  | 0 |  |  |  | 2013-06-23 12:00 |  | QUEENTWN | ASBUILT_UW |  | AC | 2013-06-26 12:00 | AC | 2013-06-26 12:00 | Medium |  | {CB66A464-31DC-4F96-B65B-A9E4E1880EA5} |  |  | SDE | 2021-10-31 02:09 | LiDAR
405 | 241029 | COMMERC |  | ACTIVE | QLDC | 345.94 |  | 0 |  |  |  | 2012-12-31 11:00 |  | QUEENTWN | ASBUILT_JDI |  | AC | 2013-07-18 12:00 | AC | 2013-07-18 12:00 | Medium |  | {6FF58240-4B11-4123-9452-7AF5EC91911B} |  |  | SDE | 2021-10-31 02:09 | LiDAR
406 | 241330 | COMMERC |  | ACTIVE | QLDC | 283.69 |  | 0 |  |  |  | 2010-12-31 11:00 |  | WANAKA | FEILD_WK |  | AC | 2013-07-29 12:00 | AC | 2013-07-29 12:00 | Medium |  | {789EF35F-E3F1-45BF-9194-2846ADC1256B} |  |  | SDE | 2021-10-31 02:09 | LiDAR
407 | 241380 | FLOW |  | ACTIVE | QLDC | 319.71 |  | 0 |  |  |  | 2013-06-30 12:00 |  | QUEENTWN | ASBUILT_JDI |  | AC | 2013-08-01 12:00 | AC | 2013-08-01 12:00 | Medium |  | {31867348-4A3C-4D0D-991C-6F6D1D870A1A} |  |  | SDE | 2021-10-31 02:09 | LiDAR
408 | 241412 | FLOW |  | ACTIVE | QLDC | 357.21 |  | 0 |  |  |  | 2012-12-31 11:00 | GLADSTONE | LKHAWEA | ASBUILT_CAD |  | AC | 2013-08-05 12:00 | AC | 2013-08-05 12:00 | High |  | {824189AB-FC6B-492F-951B-84DDDE932D91} |  |  | SDE | 2021-10-31 02:09 | LiDAR
409 | 241641 | DOMESTIC |  | ACTIVE | QLDC | 357.72 |  | 0 |  |  |  | 2013-05-31 12:00 | RM110740 | LKHAYES | ASBUILT_FH |  | AC | 2013-08-13 12:00 | AC | 2013-08-13 12:00 | Medium |  | {6D55F8A1-0DB0-4FD6-99E7-C2ECF299B253} |  |  | SDE | 2021-10-31 02:09 | LiDAR
410 | 241642 | DOMESTIC |  | ACTIVE | QLDC | 348.31 |  | 0 |  |  |  | 2013-05-31 12:00 |  | LKHAYES | ASBUILT_FH |  | AC | 2013-08-13 12:00 | AC | 2013-08-13 12:00 | Medium |  | {EF4DEF9F-DA54-4ACC-B48D-F1F48F90307A} |  |  | SDE | 2021-10-31 02:09 | LiDAR
411 | 242424 | COMMERC | Kent Helix fow meter | ACTIVE | QLDC | 313.92 |  | 0 |  |  |  | 2012-12-31 11:00 |  | GLENORCH | ASBUILT_UW |  | AC | 2013-09-19 12:00 | AC | 2013-09-19 12:00 | Medium |  | {C3B135ED-45E8-48D3-AE98-3A2910DF9780} |  |  | SDE | 2021-10-31 02:09 | LiDAR
412 | 242425 | COMMERC |  | ACTIVE | QLDC | 315.71 |  | 0 |  |  |  | 2012-12-31 11:00 |  | GLENORCH | ASBUILT_UW |  | AC | 2013-09-19 12:00 | AC | 2013-09-19 12:00 | Medium |  | {0590E4DA-A36B-42DA-B7B1-67981448047A} |  |  | SDE | 2021-10-31 02:09 | LiDAR
413 | 242426 | COMMERC |  | ACTIVE | QLDC | 316.64 |  | 0 |  |  |  | 2012-12-31 11:00 |  | GLENORCH | ASBUILT_UW |  | AC | 2013-09-19 12:00 | AC | 2013-09-19 12:00 | Medium |  | {2C541A49-427E-4CC9-A006-883EA19045C3} |  |  | SDE | 2021-10-31 02:09 | LiDAR
414 | 242811 | COMMERC | ELSTER Q4000 | ACTIVE | QLDC | 356.44 |  | 0 |  |  |  | 2011-12-31 11:00 |  | QUEENTWN | ASBUILT_UW |  | AC | 2013-10-03 11:00 | AC | 2013-10-03 11:00 | Medium |  | {762BBF0D-DC8A-4EC8-9D0D-F70E57361E11} |  |  | SDE | 2021-10-31 02:09 | LiDAR
415 | 242812 | COMMERC | ELSTER Q4000 | ACTIVE | QLDC | 355.46 |  | 0 |  |  |  | 2011-12-31 11:00 |  | QUEENTWN | ASBUILT_UW |  | AC | 2013-10-03 11:00 | AC | 2013-10-03 11:00 | Medium |  | {CEE9FA5B-D17C-4439-8EC3-6840F9AF0ABF} |  |  | SDE | 2021-10-31 02:09 | LiDAR
416 | 242813 | COMMERC | ELSTER Q4000 | ACTIVE | QLDC | 356.05 |  | 0 |  |  |  | 2011-12-31 11:00 |  | QUEENTWN | ASBUILT_UW |  | AC | 2013-10-03 11:00 | AC | 2013-10-03 11:00 | Medium |  | {EBA23B53-EB2A-4763-BB01-7AE4F9116773} |  |  | SDE | 2021-10-31 02:09 | LiDAR
417 | 242814 | COMMERC | ELSTER Q4000 | ACTIVE | QLDC | 350.66 |  | 0 |  |  |  | 2011-12-31 11:00 |  | QUEENTWN | ASBUILT_UW |  | AC | 2013-10-03 11:00 | AC | 2013-10-03 11:00 | Medium |  | {201F9569-2FCF-4486-9876-5B14A1986900} |  |  | SDE | 2021-10-31 02:09 | LiDAR
418 | 242815 | COMMERC | ELSTER Q4000 | ACTIVE | QLDC | 350.02 |  | 0 |  |  |  | 2011-12-31 11:00 |  | QUEENTWN | ASBUILT_UW |  | AC | 2013-10-03 11:00 | AC | 2013-10-03 11:00 | Medium |  | {BA06400A-47F6-42C5-8047-D5B66E0925C7} |  |  | SDE | 2021-10-31 02:09 | LiDAR
419 | 244093 | FLOW |  | ACTIVE | QLDC | 356.01 |  | 0 |  |  |  | 2013-11-07 11:00 |  | QUEENTWN |  |  | UNK | 2013-11-07 11:00 | UNK | 2013-11-07 11:00 |  |  | {22BC46FF-3B68-4528-995A-C257074079F3} |  |  | SDE | 2021-10-31 02:09 | LiDAR
420 | 244307 | COMMERC |  | ACTIVE | QLDC | 302.21 |  | 0 |  |  |  | 2012-12-31 11:00 |  | WANAKA | FIELD_WK |  | AC | 2013-11-25 11:00 | AC | 2013-11-25 11:00 | Medium |  | {D98EFA73-5EE9-4846-8070-140539DE3500} |  |  | SDE | 2021-10-31 02:09 | LiDAR
421 | 244308 | COMMERC |  | ACTIVE | QLDC | 310.89 |  | 0 |  |  |  | 2013-09-29 11:00 |  | WANAKA | FIELD_WK |  | AC | 2013-11-25 11:00 | AC | 2013-11-25 11:00 | Medium |  | {93B29ACF-5C9D-490D-A7D1-18B8B5774A3A} |  |  | SDE | 2021-10-31 02:09 | LiDAR
422 | 244309 | COMMERC |  | ACTIVE | QLDC | 313.67 |  | 0 |  |  |  | 2013-09-29 11:00 |  | WANAKA | FIELD_WK |  | AC | 2013-11-25 11:00 | AC | 2013-11-25 11:00 | Medium |  | {27B5A29E-FC94-4180-9D3D-B2A16C7231B2} |  |  | SDE | 2021-10-31 02:09 | LiDAR
423 | 245854 | DOMESTIC |  | ACTIVE | PRIVATE | 323.72 |  | 0 |  |  |  | 2012-12-31 11:00 | RM120602 | WANAKA | ASBUILT_CAD |  | AC | 2014-01-13 11:00 | AC | 2014-01-13 11:00 | High |  | {47DB58A6-243D-43F4-8629-1499D4F1A910} |  |  | SDE | 2021-10-31 02:09 | LiDAR
424 | 245970 | DOMESTIC |  | ACTIVE | QLDC | 279.38 |  | 0 |  |  |  | 2014-01-21 11:00 |  | LUGGATE | ASBUILT_UW |  | AC | 2014-02-12 11:00 | AC | 2014-02-12 11:00 | Medium |  | {56AAB174-3F02-4D6D-AE29-952E9C843D8B} |  |  | SDE | 2021-10-31 02:09 | LiDAR
425 | 246077 | DOMESTIC |  | ACTIVE | QLDC | 466.46 |  | 0 |  |  |  | 1900-12-31 11:00 |  | QUEENTWN | FIELD_WK |  | AC | 2014-01-15 11:00 | AC | 2014-01-15 11:00 | Medium |  | {C758D521-3A3A-4DD4-80BF-9FB98F565B60} |  |  | SDE | 2021-10-31 02:09 | LiDAR
426 | 249945 | DOMESTIC |  | ACTIVE | QLDC | 346.92 |  | 0 |  |  |  | 2013-12-11 11:00 |  | LKHAYES | ASBUILT_FH |  | AC | 2014-09-10 12:00 | AC | 2014-09-10 12:00 | Medium |  | {3C00AD12-ECB5-48BF-8770-AB919AFD65C9} |  |  | SDE | 2021-10-31 02:09 | LiDAR
427 | 253106 | DOMESTIC |  | ACTIVE | QLDC | 353.98 |  | 0 |  |  |  | 2015-05-20 12:00 | 158424-467 | LKHAWEA | ASBUILT_V |  | BFC | 2015-05-25 12:00 | BFC | 2015-05-25 12:00 | Medium |  | {5B3470F0-68D7-486F-96D5-904ADE30AD3F} |  |  | SDE | 2021-10-31 02:09 | LiDAR
428 | 253119 | FLOW |  | ACTIVE | QLDC | 362.63 |  | 0 |  |  |  | 2015-05-11 12:00 | 158424-491 | QUEENTWN | ASBUILT_V |  | BFC | 2015-05-25 12:00 | BFC | 2015-05-25 12:00 | Medium |  | {C1E7A22E-7102-47F8-BCA5-18F7686BF619} |  |  | SDE | 2021-10-31 02:09 | LiDAR
429 | 253105 | DOMESTIC |  | ACTIVE | QLDC | 368.15 |  | 0 |  |  |  | 2015-05-20 12:00 | 158424-049 | LKHAWEA | ASBUILT_V | Location ammended per Veolia Asbuilt W88489 21.12.15 | BFC | 2015-05-25 12:00 | BFC | 2016-01-12 11:00 | Medium |  | {96D1DFBD-A391-43EC-9434-B7C4FE1CEBC7} |  |  | SDE | 2021-10-31 02:09 | LiDAR
430 | 253118 | DOMESTIC |  | ACTIVE | QLDC | 359.51 |  | 0 |  |  |  | 2015-05-21 12:00 | 158424-460 | LKHAWEA | ASBUILT_V |  | BFC | 2015-05-25 12:00 | BFC | 2015-05-25 12:00 | Medium |  | {46A85C03-819D-4EDD-BFDE-07B4E627AFDF} |  |  | SDE | 2021-10-31 02:09 | LiDAR
431 | 253104 | DOMESTIC |  | ACTIVE | QLDC | 366.68 |  | 0 |  |  |  | 2015-05-20 12:00 | 158424-108 | LKHAWEA | ASBUILT_V |  | BFC | 2015-05-25 12:00 | BFC | 2015-05-25 12:00 | Medium |  | {4575C19B-9C1A-453E-ACF8-459CB7416B9F} |  |  | SDE | 2021-10-31 02:09 | LiDAR
432 | 253117 | DOMESTIC |  | ACTIVE | QLDC | 360.91 |  | 0 |  |  |  | 2015-05-20 12:00 | 158424-320 | LKHAWEA | ASBUILT_V |  | BFC | 2015-05-25 12:00 | BFC | 2015-05-25 12:00 | Medium |  | {9F07A477-54B5-49D5-839B-AAC0A7651DE5} |  |  | SDE | 2021-10-31 02:09 | LiDAR
433 | 253103 | DOMESTIC |  | REDRAWN | QLDC | 366.82 |  | 0 |  |  |  | 2015-05-11 12:00 | 1005144424 | LKHAWEA | ASBUILT_V |  | BFC | 2015-05-26 12:00 | BFC | 2019-03-11 10:00 | Medium |  | {9A807772-1B5A-41B5-82AD-EC8CF3A28D23} |  |  | SDE | 2021-10-31 02:09 | LiDAR
434 | 253116 | DOMESTIC |  | ACTIVE | QLDC | 453.58 |  | 0 |  |  |  | 2015-05-11 12:00 | 158424-106 | QUEENTWN | ASBUILT_V |  | BFC | 2015-05-26 12:00 | BFC | 2015-05-26 12:00 | Medium |  | {37D84607-085C-4849-8BE3-B5D4DF58F91B} |  |  | SDE | 2021-10-31 02:09 | LiDAR
435 | 253102 | DOMESTIC |  | ACTIVE | QLDC | 322.68 |  | 0 |  |  |  | 2015-05-11 12:00 | 158424-077 | QUEENTWN | ASBUILT_V |  | BFC | 2015-05-26 12:00 | BFC | 2015-05-26 12:00 | Medium |  | {310D0948-8C89-466E-8913-4F9215E4745D} |  |  | SDE | 2021-10-31 02:09 | LiDAR
436 | 253115 | DOMESTIC |  | ACTIVE | QLDC | 479.82 |  | 0 |  |  |  | 2015-05-19 12:00 | 158424-066 | QUEENTWN | ASBUILT_V |  | BFC | 2015-05-26 12:00 | BFC | 2015-05-26 12:00 | Medium |  | {D2CF5C64-02E5-4314-B822-D1706A7595CE} |  |  | SDE | 2021-10-31 02:09 | LiDAR
437 | 253101 | DOMESTIC |  | ACTIVE | QLDC | 368.51 |  | 0 |  |  |  | 2015-05-20 12:00 | 158424-421 | LKHAWEA | ASBUILT_V |  | BFC | 2015-05-26 12:00 | BFC | 2015-05-26 12:00 | Medium |  | {86C374C0-F1BF-480F-8D50-6F88ECEEFBDB} |  |  | SDE | 2021-10-31 02:09 | LiDAR
438 | 253114 | DOMESTIC |  | ACTIVE | QLDC | 369.16 |  | 0 |  |  |  | 2015-05-20 12:00 | 158424-128 | LKHAWEA | ASBUILT_V |  | BFC | 2015-05-27 12:00 | BFC | 2015-05-27 12:00 | Medium |  | {5D04A40B-5AAF-405B-A443-C5A458F87816} |  |  | SDE | 2021-10-31 02:09 | LiDAR
439 | 253100 | DOMESTIC |  | ACTIVE | QLDC | 370.85 |  | 0 |  |  |  | 2015-05-12 12:00 | 158424-396 | QUEENTWN | ASBUILT_V |  | BFC | 2015-05-27 12:00 | BFC | 2015-05-27 12:00 | Medium |  | {7F3D704E-03E8-4F97-AE6B-7C5B398A0B7B} |  |  | SDE | 2021-10-31 02:09 | LiDAR
440 | 253113 | DOMESTIC |  | ACTIVE | QLDC | 468.61 |  | 0 |  |  |  | 2015-05-11 12:00 | 158424-290 | QUEENTWN | ASBUILT_V |  | BFC | 2015-05-27 12:00 | BFC | 2015-05-27 12:00 | Medium |  | {E8D4BB43-0EF9-4231-BFC5-C8631FEB7DFA} |  |  | SDE | 2021-10-31 02:09 | LiDAR
441 | 253099 | DOMESTIC |  | ACTIVE | QLDC | 468.57 |  | 0 |  |  |  | 2015-05-11 12:00 | 158424-290 | QUEENTWN | ASBUILT_V |  | BFC | 2015-05-27 12:00 | BFC | 2015-05-27 12:00 | Medium |  | {C9B44A71-BCDD-417C-9A33-7444EC1AA607} |  |  | SDE | 2021-10-31 02:09 | LiDAR
442 | 253112 | DOMESTIC |  | ACTIVE | QLDC | 360.65 |  | 0 |  |  |  | 2015-05-13 12:00 | 158424-280 | QUEENTWN | ASBUILT_V |  | BFC | 2015-05-27 12:00 | BFC | 2015-05-27 12:00 | Medium |  | {0980459E-3529-4F8F-A64C-13C01B12A445} |  |  | SDE | 2021-10-31 02:09 | LiDAR
443 | 253098 | DOMESTIC |  | ACTIVE | QLDC | 436.26 |  | 0 |  |  |  | 2015-05-11 12:00 | 158424-252 | QUEENTWN | ASBUILT_V |  | BFC | 2015-05-27 12:00 | BFC | 2015-05-27 12:00 | Medium |  | {ABDBD2BD-BFA6-4A20-958B-B499A48A1B8B} |  |  | SDE | 2021-10-31 02:09 | LiDAR
444 | 253111 | DOMESTIC |  | ACTIVE | QLDC | 384.42 |  | 0 |  |  |  | 2015-05-11 12:00 | 158424-249 | QUEENTWN | ASBUILT_V |  | BFC | 2015-05-27 12:00 | BFC | 2015-05-27 12:00 | Medium |  | {65E65B54-3528-43B6-A152-9091DD4AC0A6} |  |  | SDE | 2021-10-31 02:09 | LiDAR
445 | 253097 | DOMESTIC |  | ACTIVE | QLDC | 368.81 |  | 0 |  |  |  | 2015-05-17 12:00 | 158424-180 | QUEENTWN | ASBUILT_V |  | BFC | 2015-05-27 12:00 | BFC | 2015-05-27 12:00 | Medium |  | {3C0DC26B-AFBA-4CDF-8A3D-56E0CBB62CC7} |  |  | SDE | 2021-10-31 02:09 | LiDAR
446 | 253110 | DOMESTIC |  | ACTIVE | QLDC | 438.66 |  | 0 |  |  |  | 2015-05-11 12:00 | 158424-125 | QUEENTWN | ASBUILT_V |  | BFC | 2015-05-27 12:00 | BFC | 2015-05-27 12:00 | Medium |  | {10C20144-258F-4EC7-AE2B-7E69DE481D9A} |  |  | SDE | 2021-10-31 02:09 | LiDAR
447 | 253096 | DOMESTIC |  | ACTIVE | QLDC | 482.25 |  | 0 |  |  |  | 2015-05-11 12:00 | 158424-501 | QUEENTWN | ASBUILT_V |  | BFC | 2015-05-28 12:00 | BFC | 2015-05-28 12:00 | Medium |  | {40F25CF7-3735-4EE0-BE47-148611A1D892} |  |  | SDE | 2021-10-31 02:09 | LiDAR
448 | 253109 | DOMESTIC |  | ACTIVE | QLDC | 328.14 |  | 0 |  |  |  | 2015-04-13 12:00 | W161297 | QUEENTWN | ASBUILT_V |  | BFC | 2015-05-28 12:00 | BFC | 2015-05-28 12:00 | Medium |  | {56701A9D-07AB-4676-A0E4-B27F7AE516D1} |  |  | SDE | 2021-10-31 02:09 | LiDAR
449 | 253095 | DOMESTIC |  | ACTIVE | QLDC | 330.23 |  | 0 |  |  |  | 2015-05-19 12:00 | 158424-379 | QUEENTWN | ASBUILT_V |  | BFC | 2015-05-28 12:00 | BFC | 2015-05-28 12:00 | Medium |  | {46011E78-DB3B-4FD4-B551-D48276A88628} |  |  | SDE | 2021-10-31 02:09 | LiDAR
450 | 253108 | DOMESTIC | Acuflow | ACTIVE | QLDC | 394.72 |  | 0 |  |  |  | 2015-06-02 12:00 | 158424-131 | ARRWTWN | ASBUILT_V |  | BFC | 2015-06-07 12:00 | BFC | 2015-06-07 12:00 | Medium |  | {125D483A-1975-4713-A773-331A37F8C92C} |  |  | SDE | 2021-10-31 02:09 | LiDAR
451 | 253094 | DOMESTIC | Acuflow | ACTIVE | QLDC | 412.56 |  | 0 |  |  |  | 2015-06-03 12:00 | 158424-336 | ARRWTWN | ASBUILT_V |  | BFC | 2015-06-07 12:00 | BFC | 2015-06-07 12:00 | Medium |  | {940BFB0C-0F07-45D7-AF7F-69947B6C47B4} |  |  | SDE | 2021-10-31 02:09 | LiDAR
452 | 253107 | DOMESTIC |  | ACTIVE | QLDC | 292.47 |  | 0 |  |  |  | 2015-06-01 12:00 | 158424-270 | WANAKA | ASBUILT_V |  | BFC | 2015-06-15 12:00 | BFC | 2015-06-15 12:00 | Medium |  | {88DFBF23-29A8-4E75-ABA2-ACD4672E8F0E} |  |  | SDE | 2021-10-31 02:09 | LiDAR
453 | 251862 | FLOW | WATER METER | ACTIVE | PRIVATE | 374.78 |  | 0 |  |  |  | 2014-11-30 11:00 | AURUM | QUEENTWN | ASBUILT_CAD |  | BFC | 2015-07-22 12:00 | BFC | 2015-07-22 12:00 | Low |  | {3EA7E784-F235-41C3-8258-B682D612CF78} |  |  | SDE | 2021-10-31 02:09 | LiDAR
454 | 263310 | DOMESTIC |  | ACTIVE | QLDC | 296.73 |  | 0 |  |  |  | 2015-06-28 12:00 |  | WANAKA | ASBUILT_V |  | AC | 2015-11-24 11:00 | AC | 2015-11-24 11:00 | Medium |  | {E6DF9D76-7815-4C0E-B078-C791A2D0B424} |  |  | SDE | 2021-10-31 02:09 | LiDAR
455 | 263311 | DOMESTIC |  | ACTIVE | QLDC | 340.28 |  | 0 |  |  |  | 2015-08-23 12:00 |  | WANAKA | ASBUILT_V |  | AC | 2015-11-25 11:00 | AC | 2015-11-25 11:00 | Medium |  | {01B35159-2B21-409E-BEDE-9365A2A9679F} |  |  | SDE | 2021-10-31 02:09 | LiDAR
456 | 263312 | DOMESTIC |  | ACTIVE | QLDC | 305.48 |  | 0 |  |  |  | 2015-07-15 12:00 |  | WANAKA | ASBUILT_V |  | AC | 2015-12-02 11:00 | AC | 2015-12-02 11:00 | Medium |  | {065E795C-B5A2-4960-AD88-520F75947D25} |  |  | SDE | 2021-10-31 02:09 | LiDAR
457 | 263313 | DOMESTIC |  | ACTIVE | QLDC | 297.27 |  | 0 |  |  |  | 2015-08-31 12:00 |  | WANAKA | ASBUILT_V |  | AC | 2015-12-02 11:00 | AC | 2015-12-02 11:00 | Medium |  | {0EC8B864-A537-4030-B9AC-57F22993C65A} |  |  | SDE | 2021-10-31 02:09 | LiDAR
458 | 263314 | DOMESTIC |  | ACTIVE | QLDC | 331.72 |  | 0 |  |  |  | 2015-06-25 12:00 |  | WANAKA | ASBUILT_V |  | AC | 2015-12-06 11:00 | AC | 2015-12-06 11:00 | Medium |  | {C6A125A3-9389-42A7-97EA-12A9EA279E70} |  |  | SDE | 2021-10-31 02:09 | LiDAR
459 | 263315 | DOMESTIC |  | ACTIVE | QLDC | 329.09 |  | 0 |  |  |  | 2015-06-23 12:00 |  | WANAKA | ASBUILT_V |  | AC | 2015-12-06 11:00 | AC | 2015-12-06 11:00 | Medium |  | {69FD72B1-D378-4ACC-B105-6F1EB5CC2B6F} |  |  | SDE | 2021-10-31 02:09 | LiDAR
460 | 263316 | DOMESTIC |  | ACTIVE | QLDC | 328.09 |  | 0 |  |  |  | 2015-06-24 12:00 |  | QUEENTWN | ASBUILT_V |  | AC | 2015-12-06 11:00 | AC | 2015-12-06 11:00 | Medium |  | {892FB548-EEBD-4E70-832D-530D603FA8AF} |  |  | SDE | 2021-10-31 02:09 | LiDAR
461 | 263317 | DOMESTIC |  | ACTIVE | QLDC | 348.1 |  | 0 |  |  |  | 2015-06-24 12:00 |  | QUEENTWN | ASBUILT_V |  | AC | 2015-12-06 11:00 | AC | 2015-12-06 11:00 | Medium |  | {EEBB3340-7E50-4F54-BDE1-67EBF7A12356} |  |  | SDE | 2021-10-31 02:09 | LiDAR
462 | 263318 | FLOW |  | ACTIVE | QLDC | 409.88 |  | 0 |  |  |  | 2012-12-31 11:00 |  | ARRWTWN | ASBUILT_V |  | AC | 2015-12-06 11:00 | AC | 2015-12-06 11:00 | Medium |  | {B2119313-E2C1-4B00-9B3A-8C825825DD61} |  |  | SDE | 2021-10-31 02:09 | LiDAR
463 | 263319 | FLOW |  | ACTIVE | QLDC | 409.88 |  | 0 |  |  |  | 1900-12-31 11:00 |  | ARRWTWN | ASBUILT_V |  | AC | 2015-12-06 11:00 | AC | 2015-12-06 11:00 | Medium |  | {25E17FDB-1261-4D8E-9E64-8ABF38F89A67} |  |  | SDE | 2021-10-31 02:09 | LiDAR
464 | 263828 | FLOW |  | ACTIVE | QLDC | 343.73 |  | 0 |  |  |  | 2015-05-31 12:00 | W4653 | WANAKA | ASBUILT_CAD |  | BFC | 2015-12-17 11:00 | BFC | 2015-12-17 11:00 | High |  | {99D0A27E-BA4A-46B1-9E37-04B96A4DEC9D} |  |  | SDE | 2021-10-31 02:09 | LiDAR
465 | 263829 | FLOW |  | ACTIVE | QLDC | 343.78 |  | 0 |  |  |  | 2015-05-31 12:00 | W4653 | WANAKA | ASBUILT_CAD |  | BFC | 2015-12-17 11:00 | BFC | 2015-12-17 11:00 | High |  | {1C11EBB4-6B0D-46D7-869D-E5F0911E1681} |  |  | SDE | 2021-10-31 02:09 | LiDAR
466 | 264303 | DOMESTIC | METER 1 | ACTIVE | QLDC |  |  | 20 | 2010-504493 |  |  | 2011-11-28 11:00 | 240580101 | WANAKA | ASBUILT_CAD |  | BFC | 2016-01-04 11:00 | BFC | 2016-01-04 11:00 | High |  | {F42A4CDB-D927-4F01-A2E8-92510AAAC533} |  |  | SDE | 2021-10-31 02:09 | NULL
467 | 264304 | DOMESTIC | METER 2 | ACTIVE | QLDC |  |  | 20 | 2010-504493 |  |  | 2011-11-28 11:00 | 240580101 | WANAKA | ASBUILT_CAD |  | BFC | 2016-01-04 11:00 | BFC | 2016-01-04 11:00 | High |  | {E6930406-2A77-4E5B-A2AA-ACC4E9EFE522} |  |  | SDE | 2021-10-31 02:09 | NULL
468 | 264305 | DOMESTIC | METER 3 | ACTIVE | QLDC |  |  | 20 | 2010-504494 |  |  | 2011-11-28 11:00 | 240580101 | WANAKA | ASBUILT_CAD |  | BFC | 2016-01-04 11:00 | BFC | 2016-01-04 11:00 | High |  | {76556A4B-5E8D-419B-A77C-37442899B0B2} |  |  | SDE | 2021-10-31 02:09 | NULL
469 | 264306 | DOMESTIC | METER 5 | ACTIVE | QLDC |  |  | 20 | 1134006141 |  |  | 2011-11-28 11:00 | 240580101 | WANAKA | ASBUILT_CAD |  | BFC | 2016-01-04 11:00 | BFC | 2016-01-04 11:00 | High |  | {D6C2ECF3-8DEC-4432-87BF-385F26D16A8E} |  |  | SDE | 2021-10-31 02:09 | NULL
470 | 264307 | DOMESTIC | METER 3 | ACTIVE | QLDC |  |  | 20 | ????? |  |  | 2011-11-28 11:00 | 240580101 | WANAKA | ASBUILT_CAD |  | BFC | 2016-01-04 11:00 | BFC | 2016-01-04 11:00 | High |  | {B0B271BE-3BE5-4AB3-9592-24251AB7DCD7} |  |  | SDE | 2021-10-31 02:09 | NULL
471 | 264308 | DOMESTIC | METER 4 | ACTIVE | QLDC |  |  | 20 | 2010-504494 |  |  | 2011-11-28 11:00 | 240580101 | WANAKA | ASBUILT_CAD |  | BFC | 2016-01-04 11:00 | BFC | 2016-01-04 11:00 | High |  | {D37DFFDE-BD56-41E8-8D7E-670149448209} |  |  | SDE | 2021-10-31 02:09 | NULL
472 | 264737 | DOMESTIC |  | ACTIVE | QLDC | 280.08 |  | 0 |  |  |  | 2016-01-14 11:00 | W88684 | LUGGATE | ASBUILT_V | Added per Veolia Asbuilt 15/1/16 | BFC | 2016-01-14 11:00 | BFC | 2016-01-14 11:00 | Medium |  | {E49AF2C7-FC17-4002-AA2C-3E680ACC23F1} |  |  | SDE | 2021-10-31 02:09 | LiDAR
473 | 264738 | DOMESTIC |  | ACTIVE | QLDC | 281.38 |  | 0 |  |  |  | 2016-01-14 11:00 | W88684 | LUGGATE | ASBUILT_V | Added per Veolia Asbuilt 15/1/16 | BFC | 2016-01-14 11:00 | BFC | 2016-01-14 11:00 | Medium |  | {83B4B9B2-E2EF-442D-8284-28E9818DC4C0} |  |  | SDE | 2021-10-31 02:09 | LiDAR
474 | 264739 | DOMESTIC |  | ACTIVE | QLDC | 281.85 |  | 0 |  |  |  | 2016-01-14 11:00 | W88684 | LUGGATE | ASBUILT_V | Added per Veolia Asbuilt 15/1/16 | BFC | 2016-01-14 11:00 | BFC | 2016-01-14 11:00 | Medium |  | {F7A7D3D2-F803-44A0-9122-33A6795F1480} |  |  | SDE | 2021-10-31 02:09 | LiDAR
475 | 264740 | DOMESTIC |  | ACTIVE | QLDC | 279.96 |  | 0 |  |  |  | 2016-01-14 11:00 | W88684 | LUGGATE | ASBUILT_V | Added per Veolia Asbuilt 15/1/16 | BFC | 2016-01-14 11:00 | BFC | 2016-01-14 11:00 | Medium |  | {BF9C2EAC-F643-4E6F-9072-054A5C801A77} |  |  | SDE | 2021-10-31 02:09 | LiDAR
476 | 266293 | FLOW | Promag W400 in 1050 conc MH. | ACTIVE | QLDC | 380.84 |  | 150 |  |  |  | 2015-01-11 11:00 | W163184-02 | QUEENTWN | ASBUILT_V | Added per Veolia Asbuilt 22/12/2015. | BFC | 2016-02-16 11:00 | BFC | 2016-02-16 11:00 | Medium |  | {D09A5242-7FC7-499C-AC7B-5DEDF58BB46E} |  |  | SDE | 2021-10-31 02:09 | LiDAR
477 | 266292 | FLOW | Promag W400 in 1050 conc MH. | ACTIVE | QLDC | 427.55 |  | 100 |  |  |  | 2015-01-11 11:00 | W163184-01 | QUEENTWN |  | Added per Veolia Asbuilt 22/12/2015. | BFC | 2016-02-16 11:00 | BFC | 2016-02-16 11:00 | Medium |  | {6003CBE8-B4A6-49A9-A734-426451F155D3} |  |  | SDE | 2021-10-31 02:09 | LiDAR
478 | 267408 | DOMESTIC |  | ACTIVE | QLDC | 418.98 |  | 0 |  |  |  | 2016-02-08 11:00 | W88902 | ARRWTWN | ASBUILT_V | Added per Veolia Asbuilt 9/2/2016 | BFC | 2016-03-06 11:00 | BFC | 2016-03-06 11:00 | Medium |  | {3724F3B0-A390-40D4-9D02-D7B5CE309231} |  |  | SDE | 2021-10-31 02:09 | LiDAR
479 | 267426 | DOMESTIC | Acuflo | ACTIVE | QLDC | 327.95 |  | 0 |  |  |  | 2015-12-20 11:00 | W88399 | QUEENTWN | ASBUILT_V | Added per Veolia Asbuilt 21/12/2015 | BFC | 2016-03-06 11:00 | BFC | 2016-03-06 11:00 | Medium |  | {BA93D22C-5E9F-4132-861D-9C8CB4EE86BE} |  |  | SDE | 2021-10-31 02:09 | LiDAR
480 | 267432 | FLOW |  | ACTIVE | QLDC | 348.64 |  | 50 |  |  |  | 2016-02-04 11:00 | W165169-07 | QUEENTWN | ASBUILT_V | Added per Veolia asbuilt 5/2/2016 | BFC | 2016-03-07 11:00 | BFC | 2016-03-07 11:00 | Medium |  | {B10E0D7C-73CC-4269-A9F1-2B1AEEFAA7BD} |  |  | SDE | 2021-10-31 02:09 | LiDAR
481 | 267546 | FLOW | DN200 ENDRESS AND HAUSER PROMAG FLOW METER | ACTIVE | QLDC | 353.95 |  | 0 |  |  |  | 2015-08-31 12:00 | W4733 | LKHAWEA | ASBUILT_CAD |  | BFC | 2016-03-15 11:00 | BFC | 2016-03-15 11:00 | High |  | {4D3FDCCC-26C6-43AD-9770-98266CEF435A} |  |  | SDE | 2021-10-31 02:09 | LiDAR
482 | 267547 | FLOW | DN200 ENDRESS AND HAUSER PROMAG FLOW METER | ACTIVE | QLDC | 354.2 |  | 0 |  |  |  | 2015-08-31 12:00 | W4733 | LKHAWEA | ASBUILT_CAD |  | BFC | 2016-03-15 11:00 | BFC | 2016-03-15 11:00 | High |  | {1273139F-8922-4335-9F98-3D51A4BEEEC7} |  |  | SDE | 2021-10-31 02:09 | LiDAR
483 | 268171 | FLOW |  | ACTIVE | QLDC | 348.89 |  | 0 |  |  |  | 2016-03-14 11:00 |  | LKHAYES | ASBUILT_FH |  | AC | 2016-04-21 12:00 | AC | 2016-04-21 12:00 | Medium |  | {B9FC5BDF-FD2E-40A5-8639-633B0E3A36E6} |  |  | SDE | 2021-10-31 02:09 | LiDAR
484 | 268714 | FLOW | Flow meter | ACTIVE | QLDC | 358.09 |  | 0 |  |  |  | 2015-12-31 11:00 | AURUM | LKHAYES | ASBUILT_CAD | Data obtained from Aurum Survey Consulatants on behalf Fulton Hogan. | BFC | 2016-05-03 12:00 | BFC | 2016-05-03 12:00 | High |  | {D9B63E35-FB80-4519-9159-AA30043FB32F} |  |  | SDE | 2021-10-31 02:09 | LiDAR
485 | 268844 | FLOW | 300mm Promag magflow in a manhole | ACTIVE | QLDC | 329.46 |  | 0 |  |  |  | 2011-12-31 11:00 |  | WANAKA | ASBUILT_V |  | AC | 2016-05-26 12:00 | AC | 2016-05-26 12:00 | Medium |  | {23340D49-F1F5-4641-B13B-2FB646026698} |  |  | SDE | 2021-10-31 02:09 | LiDAR
486 | 268845 | FLOW | 300mm Promag magflow in a manhole | ACTIVE | QLDC | 329.58 |  | 0 |  |  |  | 2011-12-31 11:00 |  | WANAKA | ASBUILT_V |  | AC | 2016-05-26 12:00 | AC | 2016-05-26 12:00 | Medium |  | {7C85C505-81E6-4D1F-BA2A-C62D2330963A} |  |  | SDE | 2021-10-31 02:09 | LiDAR
487 | 268923 | COMMERC |  | ACTIVE | QLDC | 403.51 |  | 0 |  |  |  | 1900-12-31 11:00 |  | ARRWTWN | ASBUILT_V |  | AC | 2016-05-31 12:00 | AC | 2016-05-31 12:00 | Medium |  | {AC182B92-E3EF-4F32-A372-169EA2CE7B33} |  |  | SDE | 2021-10-31 02:09 | LiDAR
488 | 269933 | DOMESTIC | Water Domestic Meter | ACTIVE | PRIVATE | 361.22 |  | 63 | 0 | 0 |  | 2016-05-17 12:00 | RM130521 | QUEENTWN | ASBUILT_CAD | METER | BFC | 2016-06-28 12:00 | BFC | 2016-06-28 12:00 | High |  | {DB522960-85FF-4F98-B1AC-9FF2B226B64F} |  |  | SDE | 2021-10-31 02:09 | LiDAR
489 | 271162 | FLOW | Water Flow Meter | ACTIVE | QLDC | 362.01 |  | 100 | 0 | 0 | ABB Magmas | 2015-07-03 12:00 |  | QUEENTWN | ASBUILT_CAD |  | BFC | 2016-08-08 12:00 | BFC | 2016-08-08 12:00 | High |  | {EB36B85F-03DC-49C2-8F4D-FA01FCA41A54} |  |  | SDE | 2021-10-31 02:09 | LiDAR
490 | 271163 | FLOW | Water Flow Meter | ACTIVE | QLDC | 361.95 |  | 200 | 0 | 0 | Endress an | 2015-07-03 12:00 |  | QUEENTWN | ASBUILT_CAD |  | BFC | 2016-08-08 12:00 | BFC | 2016-08-08 12:00 | High |  | {31F40AFA-6AE2-4678-ABE9-312116D72F53} |  |  | SDE | 2021-10-31 02:09 | LiDAR
491 | 271327 | DOMESTIC | Water Domestic Meter | ACTIVE | QLDC | 331.25 |  | 20 | 0 | SEAT ONLY NO METER |  | 2016-05-31 12:00 | RM160101 | QUEENTWN | ASBUILT_CAD |  | BFC | 2016-08-15 12:00 | BFC | 2016-08-15 12:00 | High |  | {6980FD48-81D1-4118-8E02-EFEF17CBB976} |  |  | SDE | 2021-10-31 02:09 | LiDAR
492 | 271328 | DOMESTIC | Water Domestic Meter | ACTIVE | QLDC | 331.47 |  | 20 | 0 | SEAT ONLY NO METER |  | 2016-05-31 12:00 | RM160101 | QUEENTWN | ASBUILT_CAD |  | BFC | 2016-08-15 12:00 | BFC | 2016-08-15 12:00 | High |  | {554018A2-87FE-47D7-B51F-303D811797F0} |  |  | SDE | 2021-10-31 02:09 | LiDAR
493 | 271329 | DOMESTIC | Water Domestic Meter | ACTIVE | QLDC | 331.51 |  | 20 | 0 | SEAT ONLY NO METER |  | 2016-05-31 12:00 | RM160101 | QUEENTWN | ASBUILT_CAD |  | BFC | 2016-08-15 12:00 | BFC | 2016-08-15 12:00 | High |  | {16924D44-5B0F-48D5-8BA6-4710E27912D1} |  |  | SDE | 2021-10-31 02:09 | LiDAR
494 | 271330 | DOMESTIC | Water Domestic Meter | ACTIVE | QLDC | 331.81 |  | 20 | 0 | SEAT ONLY NO METER |  | 2016-05-31 12:00 | RM160101 | QUEENTWN | ASBUILT_CAD |  | BFC | 2016-08-15 12:00 | BFC | 2016-08-15 12:00 | High |  | {AAC48E41-A4FB-41C8-9927-2CD0DE5D5986} |  |  | SDE | 2021-10-31 02:09 | LiDAR
495 | 271331 | DOMESTIC | Water Domestic Meter | ACTIVE | QLDC | 332.01 |  | 20 | 0 | SEAT ONLY NO METER |  | 2016-05-31 12:00 | RM160101 | QUEENTWN | ASBUILT_CAD |  | BFC | 2016-08-15 12:00 | BFC | 2016-08-15 12:00 | High |  | {8EC7DC59-8CD7-4C6E-9135-11D7A3DA9985} |  |  | SDE | 2021-10-31 02:09 | LiDAR
496 | 271332 | DOMESTIC | Water Domestic Meter | ACTIVE | QLDC | 332.69 |  | 20 | 0 | SEAT ONLY NO METER |  | 2016-05-31 12:00 | RM160101 | QUEENTWN | ASBUILT_CAD |  | BFC | 2016-08-15 12:00 | BFC | 2016-08-15 12:00 | High |  | {2016C473-09C3-4D91-99CE-A67F185E04C2} |  |  | SDE | 2021-10-31 02:09 | LiDAR
497 | 271333 | DOMESTIC | Water Domestic Meter | ACTIVE | QLDC | 332.42 |  | 20 | 0 | SEAT ONLY NO METER |  | 2016-05-31 12:00 | RM160101 | QUEENTWN | ASBUILT_CAD |  | BFC | 2016-08-15 12:00 | BFC | 2016-08-15 12:00 | High |  | {8D0A483A-E474-454E-8F8A-229D942F5E96} |  |  | SDE | 2021-10-31 02:09 | LiDAR
498 | 271334 | DOMESTIC | Water Domestic Meter | ACTIVE | QLDC | 332.23 |  | 20 | 0 | SEAT ONLY NO METER |  | 2016-05-31 12:00 | RM160101 | QUEENTWN | ASBUILT_CAD |  | BFC | 2016-08-15 12:00 | BFC | 2016-08-15 12:00 | High |  | {F15B9B26-2DBC-4DB1-8D51-6D363C056577} |  |  | SDE | 2021-10-31 02:09 | LiDAR
499 | 271335 | DOMESTIC | Water Domestic Meter | ACTIVE | QLDC | 332.26 |  | 20 | 0 | SEAT ONLY NO METER |  | 2016-05-31 12:00 | RM160101 | QUEENTWN | ASBUILT_CAD |  | BFC | 2016-08-15 12:00 | BFC | 2016-08-15 12:00 | High |  | {4D9FEF7F-95C4-493E-A45A-1626128186AD} |  |  | SDE | 2021-10-31 02:09 | LiDAR
500 | 271336 | DOMESTIC | Water Domestic Meter | ACTIVE | QLDC | 331.7 |  | 20 | 0 | SEAT ONLY NO METER |  | 2016-05-31 12:00 | RM160101 | QUEENTWN | ASBUILT_CAD |  | BFC | 2016-08-15 12:00 | BFC | 2016-08-15 12:00 | High |  | {875A71CA-D0BD-49E4-BE27-5A026398686F} |  |  | SDE | 2021-10-31 02:09 | LiDAR
501 | 271337 | DOMESTIC | Water Domestic Meter | ACTIVE | QLDC | 351.25 |  | 20 | 0 | 0 |  | 2013-12-31 11:00 | RM150594 | QUEENTWN | ASBUILT_CAD |  | BFC | 2016-08-15 12:00 | BFC | 2016-08-15 12:00 | High |  | {BA802F74-7834-4E87-91B6-E7CDA594F131} |  |  | SDE | 2021-10-31 02:09 | LiDAR
502 | 271338 | DOMESTIC | Water Domestic Meter | ACTIVE | QLDC | 351.56 |  | 20 | 0 | 0 |  | 2013-12-31 11:00 | RM150594 | QUEENTWN | ASBUILT_CAD |  | BFC | 2016-08-15 12:00 | BFC | 2016-08-15 12:00 | High |  | {5D01CE1F-23ED-449C-A71E-63649A3990FC} |  |  | SDE | 2021-10-31 02:09 | LiDAR
503 | 272486 | FLOW | Flow meter | ACTIVE | QLDC | 427.67 |  | 50 |  |  |  | 2016-09-14 12:00 | W90354 | LKHAWEA | ASBUILT_V | Added per Veolia Asbuilt 15/9/2016 | BFC | 2016-09-22 12:00 | BFC | 2016-09-22 12:00 | Medium |  | {E5C43B40-8920-4919-A7ED-4A68DA714150} |  |  | SDE | 2021-10-31 02:09 | LiDAR
504 | 274083 | DOMESTIC | Meter | ACTIVE | QLDC | 410.82 |  | 20 |  |  |  | 2016-12-06 11:00 | W90856 | ARRWTWN | VEOLIA_FLD |  |  | 2016-12-13 11:00 |  | 2016-12-13 11:00 | Medium |  | {5CBC99AE-E332-4FF9-BA49-C30056054128} |  |  | SDE | 2021-10-31 02:09 | LiDAR
505 | 274149 | DOMESTIC | Water Domestic Meter | ACTIVE | QLDC | 360.32 |  | 20 | 0 | SEAT ONLY NO METER |  | 2016-11-13 11:00 | RM160567 | QUEENTWN | ASBUILT_CAD |  | BFC | 2017-01-25 11:00 | BFC | 2017-01-25 11:00 | High |  | {3F2A32D2-6982-4171-8E71-4545D9782AE8} |  |  | SDE | 2021-10-31 02:09 | LiDAR
506 | 274150 | DOMESTIC | Water Domestic Meter | ACTIVE | QLDC | 360.46 |  | 20 | 0 | SEAT ONLY NO METER |  | 2016-11-13 11:00 | RM160567 | QUEENTWN | ASBUILT_CAD |  | BFC | 2017-01-25 11:00 | BFC | 2017-01-25 11:00 | High |  | {DDB29857-75B2-4D89-BC2E-24E941723A3D} |  |  | SDE | 2021-10-31 02:09 | LiDAR
507 | 274151 | DOMESTIC | Water Domestic Meter | ACTIVE | QLDC | 360.43 |  | 20 | 0 | SEAT ONLY NO METER |  | 2016-11-13 11:00 | RM160567 | QUEENTWN | ASBUILT_CAD |  | BFC | 2017-01-25 11:00 | BFC | 2017-01-25 11:00 | High |  | {9682E29A-7711-44AE-9474-086D57F6DFF1} |  |  | SDE | 2021-10-31 02:09 | LiDAR
508 | 274404 | FLOW | Water Flow Meter | ACTIVE | QLDC | 329.46 |  | 200 | 0 | 0 |  | 2017-01-31 11:00 | W5209 | WANAKA | ASBUILT_CAD |  | BFC | 2017-03-07 11:00 | BFC | 2017-03-07 11:00 | High |  | {08422C0B-E375-4FC9-A923-BE3A0ECFAB29} |  |  | SDE | 2021-10-31 02:09 | Dunedin 58
509 | 274405 | FLOW | Water Flow Meter | ACTIVE | QLDC | 326.79 |  | 150 | 0 | 0 |  | 2017-01-31 11:00 | W5209 | WANAKA | ASBUILT_CAD | Dia corrected 4/8/2017 - was 200mm. | BFC | 2017-03-07 11:00 | BFC | 2017-04-07 12:00 | High |  | {E93B84EE-73A4-4854-A863-D46A95A3DD3C} |  |  | SDE | 2021-10-31 02:09 | Dunedin 58
510 | 274406 | FLOW | Water Flow Meter | ACTIVE | QLDC | 326.45 |  | 300 | 0 | 0 |  | 2017-01-31 11:00 | W5209 | WANAKA | ASBUILT_CAD | Dia corrected 4/8/2017 - was 200mm. | BFC | 2017-03-07 11:00 | BFC | 2017-03-07 11:00 | High |  | {28049E79-B606-40F9-B759-F05A0E68EBC9} |  |  | SDE | 2021-10-31 02:09 | Dunedin 58
511 | 274407 | FLOW | Water Flow Meter | ACTIVE | QLDC | 326.78 |  | 200 | 0 | 0 |  | 2017-01-31 11:00 | W5209 | WANAKA | ASBUILT_CAD |  | BFC | 2017-03-07 11:00 | BFC | 2017-03-07 11:00 | High |  | {2D30BDE9-7BB0-4576-9E06-367F2211EAAF} |  |  | SDE | 2021-10-31 02:09 | Dunedin 58
512 | 275104 | DOMESTIC | Water Meter | ACTIVE | QLDC | 326.55 |  | 0 |  |  |  | 2016-11-20 11:00 | W90700 | QUEENTWN | VEOLIA_FLD | meter installed on WV20122 | AC | 2017-03-26 11:00 | AC | 2017-03-26 11:00 | Medium |  | {DBE2A487-5976-4C8A-BD87-DF0CA0119B76} |  |  | SDE | 2021-10-31 02:09 | LiDAR
513 | 301668 | FLOW | Water Flow Meter | ACTIVE | QLDC | 302.66 |  | 50 | 0 |  | HUMES | 2017-06-30 12:00 | RM150804 | WANAKA | ASBUILT_CAD | Water Meter For Wasetwater Pump Station Water Supply | BFC | 2017-07-19 12:00 | BFC | 2017-07-19 12:00 | High |  | {11B35CC8-DF83-4055-A3CF-39970BE0ECAA} |  |  | SDE | 2021-10-31 02:09 | Dunedin 58
514 | 301669 | FLOW | WATER METER | ACTIVE | QLDC | 457.92 |  | 0 |  |  |  | 1969-12-31 11:00 | PO 526848 | ARRWTWN | PPG QT | toby lid at AT reservoir | BFC | 2017-08-24 12:00 | BFC | 2017-08-24 12:00 | High |  | {439937B3-9F09-4698-88F0-0C54525952C0} |  |  | SDE | 2021-10-31 02:09 | Dunedin 58
515 | 301670 | FLOW | WATER METER | ACTIVE | QLDC | 457.95 |  | 0 |  |  |  | 1969-12-31 11:00 | PO 526848 | ARRWTWN | PPG QT | toby lid at AT reservoir | BFC | 2017-08-24 12:00 | BFC | 2017-08-24 12:00 | High |  | {15F0CB45-8E93-4E99-AA5A-53E7CEC29D99} |  |  | SDE | 2021-10-31 02:09 | Dunedin 58
516 | 301671 | FLOW | WATER METER | ACTIVE | QLDC | 455.96 |  | 0 |  |  |  | 1969-12-31 11:00 | PO 526848 | QUEENTWN | PPG QT | toby lid at QT hill reservoir #1 | BFC | 2017-08-24 12:00 | BFC | 2017-08-24 12:00 | High |  | {97D2911E-0B7A-454F-B230-A09A74A987C9} |  |  | SDE | 2021-10-31 02:09 | Dunedin 58
517 | 301672 | FLOW | WATER METER | ACTIVE | QLDC | 439.53 |  | 0 |  |  |  | 1969-12-31 11:00 | PO 526848 | ARRWTWN | PPG QT | toby lid at AT reservoir | BFC | 2017-08-24 12:00 | BFC | 2017-08-24 12:00 | High |  | {E232D013-5134-47D0-955C-38A1044DC4C5} |  |  | SDE | 2021-10-31 02:09 | Dunedin 58
518 | 301673 | FLOW | WATER METER | ACTIVE | QLDC | 402.03 |  | 0 |  |  |  | 1969-12-31 11:00 | CT-14-004 | QUEENTWN | PPG QT | toby lid at KH reservoir | BFC | 2017-08-24 12:00 | BFC | 2017-08-24 12:00 | High |  | {58268794-9A7C-4BB3-92E9-54812C19C0AA} |  |  | SDE | 2021-10-31 02:09 | Dunedin 58
519 | 301674 | DOMESTIC | Water Domestic Meter | ACTIVE | QLDC | 404.89 |  | 20 | 0 | 620MC | SENSUS | 2017-01-31 11:00 | RM130059 | QUEENTWN | ASBUILT_CAD | Sample for testing | BFC | 2017-08-30 12:00 | BFC | 2017-08-30 12:00 | High |  | {2C8FA1BC-951D-4321-95FF-A195D96C78E4} |  |  | SDE | 2021-10-31 02:09 | LiDAR
520 | 301675 | DOMESTIC | Water Domestic Meter | ACTIVE | QLDC | 406.22 |  | 20 | 0 | 620MC | SENSUS | 2017-01-31 11:00 | RM130059 | QUEENTWN | ASBUILT_CAD | Sample for testing | BFC | 2017-08-30 12:00 | BFC | 2017-08-30 12:00 | High |  | {232C02D4-112F-4F33-839C-D174FE04816A} |  |  | SDE | 2021-10-31 02:09 | LiDAR
521 | 301676 | DOMESTIC | Water Supply Meter | ACTIVE | QLDC | 329.91 |  | 0 |  |  |  | 2017-03-30 11:00 | RM100634 | QUEENTWN | ASCL |  | BFC | 2017-08-30 12:00 | BFC | 2017-08-30 12:00 |  |  | {98DD14F9-907C-41FF-80FD-774159615119} |  |  | SDE | 2021-10-31 02:09 | LiDAR
522 | 301677 | DOMESTIC | Water Supply Meter | ACTIVE | QLDC | 329.91 |  | 0 |  |  |  | 2017-03-30 11:00 | RM100634 | QUEENTWN | ASCL |  | BFC | 2017-08-30 12:00 | BFC | 2017-08-30 12:00 |  |  | {17E85355-504F-418D-9A72-509BE8D14794} |  |  | SDE | 2021-10-31 02:09 | LiDAR
523 | 301678 | DOMESTIC | Water Supply Meter | ACTIVE | QLDC | 329.91 |  | 0 |  |  |  | 2017-03-30 11:00 | RM100634 | QUEENTWN | ASCL |  | BFC | 2017-08-30 12:00 | BFC | 2017-08-30 12:00 |  |  | {59EA6493-ACE8-4318-AD58-59F9CDC26F4B} |  |  | SDE | 2021-10-31 02:09 | LiDAR
524 | 305709 | DOMESTIC | METER 1 | ACTIVE | QLDC | 342.25 |  | 20 |  | 620MC |  | 2017-01-31 11:00 | RM171019 | SHTVRCTY |  | RM171019 | JH | 2018-06-07 04:19 |  | 2018-06-07 04:19 |  |  | {DB9F7B34-341E-4944-96BE-E2B44169CB8E} |  |  | SDE | 2021-10-31 02:09 | LiDAR
525 | 305710 | DOMESTIC | METER 2 | ACTIVE | QLDC | 342.19 |  | 20 |  | 620MC |  | 2017-01-31 11:00 | RM171019 | SHTVRCTY |  | RM171019 | JH | 2018-06-07 04:19 |  | 2018-06-07 04:19 |  |  | {53E5F078-494C-4DB1-AF53-3B16745CF26B} |  |  | SDE | 2021-10-31 02:09 | LiDAR
526 | 305711 | DOMESTIC | METER 64 | ACTIVE | PENDING | 298.19 |  | 20 |  | 620M or 620MC |  | 2017-10-25 11:00 | RM060393_2 | LUGGATE | Southern Land | RM060393_2B | BFC | 2018-05-17 21:26 |  | 2018-05-17 21:26 |  |  | {81B5809B-14FF-43B7-8A2B-4B933AF88122} |  |  | SDE | 2021-10-31 02:09 | LiDAR
527 | 305712 | DOMESTIC | METER 247 | ACTIVE | PENDING | 298.25 |  | 20 |  | 620M or 620MC |  | 2017-10-25 11:00 | RM060393_2 | LUGGATE | Southern Land | RM060393_2B | BFC | 2018-05-17 21:26 |  | 2018-05-17 21:26 |  |  | {E54813AF-9519-4BA4-B6DD-013B9AC3E955} |  |  | SDE | 2021-10-31 02:09 | LiDAR
528 | 305713 | DOMESTIC | METER 65 | ACTIVE | PENDING | 301.43 |  | 20 |  | 620M or 620MC |  | 2017-10-25 11:00 | RM060393_2 | LUGGATE | Southern Land | RM060393_2B | BFC | 2018-05-17 21:26 |  | 2018-05-17 21:26 |  |  | {B043AF3A-53DB-4278-9114-D73CDC41293C} |  |  | SDE | 2021-10-31 02:09 | LiDAR
529 | 305714 | DOMESTIC | METER 66 | ACTIVE | PENDING | 301.47 |  | 20 |  | 620M or 620MC |  | 2017-10-25 11:00 | RM060393_2 | LUGGATE | Southern Land | RM060393_2B | BFC | 2018-05-17 21:26 |  | 2018-05-17 21:26 |  |  | {503E508B-5502-47D5-8A5A-78E27EB4E136} |  |  | SDE | 2021-10-31 02:09 | LiDAR
530 | 305715 | DOMESTIC | METER 246 | ACTIVE | PENDING | 302.01 |  | 20 |  | 620M or 620MC |  | 2017-10-25 11:00 | RM060393_2 | LUGGATE | Southern Land | RM060393_2B | BFC | 2018-05-17 21:26 |  | 2018-05-17 21:26 |  |  | {F6BB7B27-FE60-4EEC-88A5-92854468A247} |  |  | SDE | 2021-10-31 02:09 | LiDAR
531 | 305716 | DOMESTIC | METER 67 | ACTIVE | PENDING | 302.21 |  | 20 |  | 620M or 620MC |  | 2017-10-25 11:00 | RM060393_2 | LUGGATE | Southern Land | RM060393_2B | BFC | 2018-05-17 21:26 |  | 2018-05-17 21:26 |  |  | {B5C8E447-BDBE-42D5-92D0-C244A33DB373} |  |  | SDE | 2021-10-31 02:09 | LiDAR
532 | 305717 | DOMESTIC | METER 245 | ACTIVE | PENDING | 301.85 |  | 20 |  | 620M or 620MC |  | 2017-10-25 11:00 | RM060393_2 | LUGGATE | Southern Land | RM060393_2B | BFC | 2018-05-17 21:26 |  | 2018-05-17 21:26 |  |  | {EE52CF9D-6EB6-46CF-9426-E14D9987160F} |  |  | SDE | 2021-10-31 02:09 | LiDAR
533 | 305718 | DOMESTIC | METER 244 | ACTIVE | PENDING | 301.84 |  | 20 |  | 620M or 620MC |  | 2017-10-25 11:00 | RM060393_2 | LUGGATE | Southern Land | RM060393_2B | BFC | 2018-05-17 21:26 |  | 2018-05-17 21:26 |  |  | {623BFE1A-9694-4FB2-B969-2BD04C092B60} |  |  | SDE | 2021-10-31 02:09 | LiDAR
534 | 305719 | DOMESTIC | METER 240 | ACTIVE | PENDING |  |  | 20 |  | 620M or 620MC |  | 2017-10-25 11:00 | RM060393_2 | LUGGATE | Southern Land | RM060393_2B | BFC | 2018-05-17 21:26 |  | 2018-05-17 21:26 |  |  | {75C1AD76-4FEA-4568-B010-00FA48255E47} |  |  | SDE | 2021-10-31 02:09 | NULL
535 | 305720 | DOMESTIC | METER 241 | ACTIVE | PENDING |  |  | 20 |  | 620M or 620MC |  | 2017-10-25 11:00 | RM060393_2 | LUGGATE | Southern Land | RM060393_2B | BFC | 2018-05-17 21:26 |  | 2018-05-17 21:26 |  |  | {E33E90DC-6E9E-4931-9E17-6032C988CE3B} |  |  | SDE | 2021-10-31 02:09 | NULL
536 | 305721 | DOMESTIC | METER 243 | ACTIVE | PENDING |  |  | 20 |  | 620M or 620MC |  | 2017-10-25 11:00 | RM060393_2 | LUGGATE | Southern Land | RM060393_2B | BFC | 2018-05-17 21:26 |  | 2018-05-17 21:26 |  |  | {D341E6B1-0C59-40CE-BF98-4392C687E932} |  |  | SDE | 2021-10-31 02:09 | NULL
537 | 305722 | DOMESTIC | METER 242 | ACTIVE | PENDING |  |  | 20 |  | 620M or 620MC |  | 2017-10-25 11:00 | RM060393_2 | LUGGATE | Southern Land | RM060393_2B | BFC | 2018-05-17 21:26 |  | 2018-05-17 21:26 |  |  | {E1D2B368-81C2-4DD5-B266-F5240B2F4E91} |  |  | SDE | 2021-10-31 02:09 | NULL
538 | 305723 | DOMESTIC | METER 233 | ACTIVE | PENDING |  |  | 20 |  | 620M or 620MC |  | 2017-10-25 11:00 | RM060393_2 | LUGGATE | Southern Land | RM060393_2B | BFC | 2018-05-17 21:26 |  | 2018-05-17 21:26 |  |  | {2BBD92AF-8A0E-400E-8668-7ECE318F4541} |  |  | SDE | 2021-10-31 02:09 | NULL
539 | 305724 | DOMESTIC | METER 232 | ACTIVE | PENDING |  |  | 20 |  | 620M or 620MC |  | 2017-10-25 11:00 | RM060393_2 | LUGGATE | Southern Land | RM060393_2B | BFC | 2018-05-17 21:26 |  | 2018-05-17 21:26 |  |  | {195BCFC2-BC3F-4A82-BCC2-14ADCEEBD56A} |  |  | SDE | 2021-10-31 02:09 | NULL
540 | 305725 | DOMESTIC | METER 230 | ACTIVE | PENDING |  |  | 20 |  | 620M or 620MC |  | 2017-10-25 11:00 | RM060393_2 | LUGGATE | Southern Land | RM060393_2B | BFC | 2018-05-17 21:26 |  | 2018-05-17 21:26 |  |  | {DF89183F-1439-4D6F-8103-137279A6A0BD} |  |  | SDE | 2021-10-31 02:09 | NULL
541 | 305726 | DOMESTIC | METER 231 | ACTIVE | PENDING |  |  | 20 |  | 620M or 620MC |  | 2017-10-25 11:00 | RM060393_2 | LUGGATE | Southern Land | RM060393_2B | BFC | 2018-05-17 21:26 |  | 2018-05-17 21:26 |  |  | {385343F0-9E36-49B6-AE0A-46B0D7351D78} |  |  | SDE | 2021-10-31 02:09 | NULL
542 | 305727 | DOMESTIC | METER 234 | ACTIVE | PENDING |  |  | 20 |  | 620M or 620MC |  | 2017-10-25 11:00 | RM060393_2 | LUGGATE | Southern Land | RM060393_2B | BFC | 2018-05-17 21:26 |  | 2018-05-17 21:26 |  |  | {D70C6690-030C-4FB3-A112-3ABA676E7FB6} |  |  | SDE | 2021-10-31 02:09 | NULL
543 | 305728 | DOMESTIC | METER 235 | ACTIVE | PENDING |  |  | 20 |  | 620M or 620MC |  | 2017-10-25 11:00 | RM060393_2 | LUGGATE | Southern Land | RM060393_2B | BFC | 2018-05-17 21:26 |  | 2018-05-17 21:26 |  |  | {6927758B-7977-4571-8EB0-26E148C623E4} |  |  | SDE | 2021-10-31 02:09 | NULL
544 | 305729 | DOMESTIC | METER 236 | ACTIVE | PENDING |  |  | 20 |  | 620M or 620MC |  | 2017-10-25 11:00 | RM060393_2 | LUGGATE | Southern Land | RM060393_2B | BFC | 2018-05-17 21:26 |  | 2018-05-17 21:26 |  |  | {31E11CF1-3B6F-42CE-974A-01E11D132461} |  |  | SDE | 2021-10-31 02:09 | NULL
545 | 305730 | DOMESTIC | METER 237 | ACTIVE | PENDING |  |  | 20 |  | 620M or 620MC |  | 2017-10-25 11:00 | RM060393_2 | LUGGATE | Southern Land | RM060393_2B | BFC | 2018-05-17 21:26 |  | 2018-05-17 21:26 |  |  | {E7A706D1-1D7A-4F80-B216-00C4ADFF488E} |  |  | SDE | 2021-10-31 02:09 | NULL
546 | 305731 | DOMESTIC | METER 238 | ACTIVE | PENDING | 288.31 |  | 20 |  | 620M or 620MC |  | 2017-10-25 11:00 | RM060393_2 | LUGGATE | Southern Land | RM060393_2B | BFC | 2018-05-17 21:26 |  | 2018-05-17 21:26 |  |  | {61C89059-FBD8-4D96-8C7F-3BDDD550118A} |  |  | SDE | 2021-10-31 02:09 | LiDAR
547 | 305732 | DOMESTIC | METER 269 | ACTIVE | PENDING | 288.19 |  | 20 |  | 620M or 620MC |  | 2017-10-25 11:00 | RM060393_2 | LUGGATE | Southern Land | RM060393_2B | BFC | 2018-05-17 21:26 |  | 2018-05-17 21:26 |  |  | {7171F0A9-A8CB-47F6-B5C5-D121E0CEEEE2} |  |  | SDE | 2021-10-31 02:09 | LiDAR
548 | 305733 | DOMESTIC | METER 1 | ACTIVE | QLDC | 393.4 |  | 25 |  | CM2000 |  | 2017-04-25 12:00 | RM150660 | LKHAYES | J Alexander | RM150660 | BFC | 2018-04-12 02:11 |  | 2018-04-12 02:11 |  |  | {CEE8C732-3862-4434-AA24-C9C0BB985265} |  |  | SDE | 2021-10-31 02:09 | LiDAR
549 | 305734 | DOMESTIC | METER 3 | ACTIVE | QLDC | 399.81 |  | 25 |  | CM2000 |  | 2017-04-25 12:00 | RM150660 | LKHAYES | J Alexander | RM150660 | BFC | 2018-04-12 02:11 |  | 2018-04-12 02:11 |  |  | {B41707B3-A6B3-49DF-A799-CC12772698BD} |  |  | SDE | 2021-10-31 02:09 | LiDAR
550 | 305735 | DOMESTIC | METER 6 | ACTIVE | QLDC | 393.38 |  | 25 |  | CM2000 |  | 2017-04-25 12:00 | RM150660 | LKHAYES | J Alexander | RM150660 | BFC | 2018-04-12 02:11 |  | 2018-04-12 02:11 |  |  | {4DA1D58C-6847-4FCE-82AD-DCE20E943D58} |  |  | SDE | 2021-10-31 02:09 | LiDAR
551 | 305736 | DOMESTIC | METER 1 | ACTIVE | QLDC | 360.71 |  | 20 |  |  |  | 2015-09-28 11:00 | RM160309 | QUEENTWN |  | RM160309 | [6 empty] | {5F70220F-863D-42C7-B13B-9641AA26B83B} |  |  | SDE | 2021-10-31 02:09 | LiDAR
552 | 305737 | DOMESTIC | METER 2 | ACTIVE | QLDC | 360.53 |  | 20 |  |  |  | 2015-09-28 11:00 | RM160309 | QUEENTWN |  | RM160309 | [6 empty] | {84D81746-6406-40A6-BE84-9DCF3C86FC1C} |  |  | SDE | 2021-10-31 02:09 | LiDAR
553 | 305738 | DOMESTIC | METER 3 | ACTIVE | QLDC | 360.48 |  | 20 |  |  |  | 2015-09-28 11:00 | RM160309 | QUEENTWN |  | RM160309 | [6 empty] | {25D8BF94-D22A-42AE-BBA3-881E9E8EEB04} |  |  | SDE | 2021-10-31 02:09 | LiDAR
554 | 305739 | DOMESTIC | METER 4 | ACTIVE | QLDC | 360.43 |  | 20 |  |  |  | 2015-09-28 11:00 | RM160309 | QUEENTWN |  | RM160309 | [6 empty] | {F195103D-FC37-4397-B17A-282D22C0CCA2} |  |  | SDE | 2021-10-31 02:09 | LiDAR
555 | 305740 | DOMESTIC | METER 5 | ACTIVE | QLDC | 360.72 |  | 20 |  |  |  | 2015-09-28 11:00 | RM160309 | QUEENTWN |  | RM160309 | [6 empty] | {642D2079-A738-4AEA-898A-8177A65D88E3} |  |  | SDE | 2021-10-31 02:09 | LiDAR
556 | 305741 | DOMESTIC | METER 6 | ACTIVE | QLDC | 360.11 |  | 20 |  |  |  | 2015-09-28 11:00 | RM160309 | QUEENTWN |  | RM160309 | [6 empty] | {0BD5C527-69C7-4142-A837-BB84B07B067C} |  |  | SDE | 2021-10-31 02:09 | LiDAR
557 | 305742 | FLOW | Water Flow Meter | ACTIVE | PENDING | 346.03 |  | 150 |  | PROLINE PROMAG W400 |  | 2017-09-20 12:00 | RM130550 | QUEENTWN | Southern Land |  | BFC | 2018-05-17 02:20 |  | 2018-05-17 02:20 |  |  | {52813C14-729D-41A2-87B5-4458EA2445E0} |  |  | SDE | 2021-10-31 02:09 | Dunedin 58
558 | 309819 | DOMESTIC | Water Meter | ACTIVE | PENDING |  |  | 20 |  | 620M or 620MC |  | 2018-08-20 21:08 | RM171385 | LUGGATE | Southern Land |  | BFC | 2018-08-20 21:09 | BFC | 2018-08-20 21:09 | High |  | {D7BC1370-1E48-407F-9C50-97872ACAFA60} |  |  | SDE | 2021-10-31 02:09 | NULL
559 | 309820 | DOMESTIC | Water Meter | ACTIVE | PENDING |  |  | 20 |  | 620M or 620MC |  | 2018-08-20 21:08 | RM171385 | LUGGATE | Southern Land |  | BFC | 2018-08-20 21:09 | BFC | 2018-08-20 21:09 | High |  | {25BA94BC-1E95-4BC6-9FBA-93D6028F40C0} |  |  | SDE | 2021-10-31 02:09 | NULL
560 | 309821 | DOMESTIC | Water Meter | ACTIVE | PENDING |  |  | 20 |  | 620M or 620MC |  | 2018-08-20 21:08 | RM171385 | LUGGATE | Southern Land |  | BFC | 2018-08-20 21:09 | BFC | 2018-08-20 21:09 | High |  | {2F09833D-D0B2-4265-98E2-7343F29183D4} |  |  | SDE | 2021-10-31 02:09 | NULL
561 | 309822 | DOMESTIC | Water Meter | ACTIVE | PENDING |  |  | 20 |  | 620M or 620MC |  | 2018-08-20 21:08 | RM171385 | LUGGATE | Southern Land |  | BFC | 2018-08-20 21:09 | BFC | 2018-08-20 21:09 | High |  | {79FA2B43-463B-4706-9F7A-1A582C069328} |  |  | SDE | 2021-10-31 02:09 | NULL
562 | 309823 | DOMESTIC | Water Meter | ACTIVE | PENDING |  |  | 20 |  | 620M or 620MC |  | 2018-08-20 21:08 | RM171385 | LUGGATE | Southern Land |  | BFC | 2018-08-20 21:09 | BFC | 2018-08-20 21:09 | High |  | {F54D7C8D-C131-4250-AB0C-0798CD132346} |  |  | SDE | 2021-10-31 02:09 | NULL
563 | 309824 | DOMESTIC | Water Meter | ACTIVE | PENDING |  |  | 20 |  | 620M or 620MC |  | 2018-08-20 21:08 | RM171385 | LUGGATE | Southern Land |  | BFC | 2018-08-20 21:09 | BFC | 2018-08-20 21:09 | High |  | {C07BC60E-0D95-47F3-8208-ABAD98714B64} |  |  | SDE | 2021-10-31 02:09 | NULL
564 | 309825 | DOMESTIC | Water Meter | ACTIVE | PENDING |  |  | 20 |  | 620M or 620MC |  | 2018-08-20 21:08 | RM171385 | LUGGATE | Southern Land |  | BFC | 2018-08-20 21:09 | BFC | 2018-08-20 21:09 | High |  | {D686782D-EACE-4D72-B0BF-4DFEB19CDEE6} |  |  | SDE | 2021-10-31 02:09 | NULL
565 | 309826 | DOMESTIC | Water Meter | ACTIVE | PENDING |  |  | 20 |  | 620M or 620MC |  | 2018-08-20 21:08 | RM171385 | LUGGATE | Southern Land |  | BFC | 2018-08-20 21:09 | BFC | 2018-08-20 21:09 | High |  | {1245CBCC-5703-4E4E-8C28-5F0C001E57B6} |  |  | SDE | 2021-10-31 02:09 | NULL
566 | 309827 | DOMESTIC | Water Meter | ACTIVE | PENDING |  |  | 20 |  | 620M or 620MC |  | 2018-08-20 21:08 | RM171385 | LUGGATE | Southern Land |  | BFC | 2018-08-20 21:09 | BFC | 2018-08-20 21:09 | High |  | {F8EEF53E-3121-42EE-B053-5A2747DBA30D} |  |  | SDE | 2021-10-31 02:09 | NULL
567 | 309828 | DOMESTIC | Water Meter | ACTIVE | PENDING |  |  | 20 |  | 620M or 620MC |  | 2018-08-20 21:08 | RM171385 | LUGGATE | Southern Land |  | BFC | 2018-08-20 21:09 | BFC | 2018-08-20 21:09 | High |  | {01A277D0-7791-423B-B79A-A2B6234A2076} |  |  | SDE | 2021-10-31 02:09 | NULL
568 | 309829 | DOMESTIC | Water Meter | ACTIVE | PENDING |  |  | 20 |  | 620M or 620MC |  | 2018-08-20 21:08 | RM171385 | LUGGATE | Southern Land |  | BFC | 2018-08-20 21:09 | BFC | 2018-08-20 21:09 | High |  | {0ACC874B-97B2-4932-BA68-DDD2BD1D8E5D} |  |  | SDE | 2021-10-31 02:09 | NULL
569 | 309830 | DOMESTIC | Water Meter | ACTIVE | PENDING |  |  | 20 |  | 620M or 620MC |  | 2018-08-20 21:08 | RM171385 | LUGGATE | Southern Land |  | BFC | 2018-08-20 21:09 | BFC | 2018-08-20 21:09 | High |  | {F97997FF-F8BD-426E-81EC-43C1B16C508E} |  |  | SDE | 2021-10-31 02:09 | NULL
570 | 309831 | DOMESTIC | Water Meter | ACTIVE | PENDING |  |  | 20 |  | 620M or 620MC |  | 2018-08-20 21:08 | RM171385 | LUGGATE | Southern Land |  | BFC | 2018-08-20 21:09 | BFC | 2018-08-20 21:09 | High |  | {E1DBBFBA-1044-4304-A1EB-13A6A12A0689} |  |  | SDE | 2021-10-31 02:09 | NULL
571 | 309832 | DOMESTIC | Water Meter | ACTIVE | PENDING |  |  | 20 |  | 620M or 620MC |  | 2018-08-20 21:08 | RM171385 | LUGGATE | Southern Land |  | BFC | 2018-08-20 21:09 | BFC | 2018-08-20 21:09 | High |  | {365E2CB7-D4EC-49E7-BA97-BEBC33E1236B} |  |  | SDE | 2021-10-31 02:09 | NULL
572 | 309833 | DOMESTIC | Water Meter | ACTIVE | PENDING |  |  | 20 |  | 620M or 620MC |  | 2018-08-20 21:08 | RM171385 | LUGGATE | Southern Land |  | BFC | 2018-08-20 21:09 | BFC | 2018-08-20 21:09 | High |  | {CC0A02E8-4A58-4334-AF57-43375CF1B94D} |  |  | SDE | 2021-10-31 02:09 | NULL
573 | 309834 | DOMESTIC | Water Meter | ACTIVE | PENDING |  |  | 20 |  | 620M or 620MC |  | 2018-08-20 21:08 | RM171385 | LUGGATE | Southern Land |  | BFC | 2018-08-20 21:09 | BFC | 2018-08-20 21:09 | High |  | {C00E976E-64B9-4A88-968E-D5188193E53B} |  |  | SDE | 2021-10-31 02:09 | NULL
574 | 309835 | DOMESTIC | Water Meter | ACTIVE | PENDING |  |  | 20 |  | 620M or 620MC |  | 2018-08-20 21:08 | RM171385 | LUGGATE | Southern Land |  | BFC | 2018-08-20 21:09 | BFC | 2018-08-20 21:09 | High |  | {1AB972D8-C02D-4328-B40A-20BDCD189D4F} |  |  | SDE | 2021-10-31 02:09 | NULL
575 | 309836 | DOMESTIC | Water Meter | ACTIVE | PENDING |  |  | 20 |  | 620M or 620MC |  | 2018-08-20 21:08 | RM171385 | LUGGATE | Southern Land |  | BFC | 2018-08-20 21:09 | BFC | 2018-08-20 21:09 | High |  | {3E976AC7-EBD9-464A-B61E-8188306F7F37} |  |  | SDE | 2021-10-31 02:09 | NULL
576 | 309837 | DOMESTIC | Water Meter | ACTIVE | PENDING |  |  | 20 |  | 620M or 620MC |  | 2018-08-20 21:08 | RM171385 | LUGGATE | Southern Land |  | BFC | 2018-08-20 21:09 | BFC | 2018-08-20 21:09 | High |  | {F3583677-3A31-4341-9A7D-52EFBCBE4BD7} |  |  | SDE | 2021-10-31 02:09 | NULL
577 | 309838 | DOMESTIC | Water Meter | ACTIVE | PENDING |  |  | 20 |  | 620M or 620MC |  | 2018-08-20 21:08 | RM171385 | LUGGATE | Southern Land |  | BFC | 2018-08-20 21:09 | BFC | 2018-08-20 21:09 | High |  | {7867DB73-C94B-4F23-BC85-16193FAA8C85} |  |  | SDE | 2021-10-31 02:09 | NULL
578 | 309839 | DOMESTIC | Water Meter | ACTIVE | PENDING |  |  | 20 |  | 620M or 620MC |  | 2018-08-20 21:08 | RM171385 | LUGGATE | Southern Land |  | BFC | 2018-08-20 21:09 | BFC | 2018-08-20 21:09 | High |  | {31115B68-42E8-4D58-995A-20928A690FE3} |  |  | SDE | 2021-10-31 02:09 | NULL
579 | 309840 | DOMESTIC | Water Meter | ACTIVE | PENDING |  |  | 20 |  | 620M or 620MC |  | 2018-08-20 21:08 | RM171385 | LUGGATE | Southern Land |  | BFC | 2018-08-20 21:09 | BFC | 2018-08-20 21:09 | High |  | {327A6956-EE87-4E8A-B89E-8E71BE8E447F} |  |  | SDE | 2021-10-31 02:09 | NULL
580 | 309841 | DOMESTIC | Water Meter | ACTIVE | PENDING |  |  | 20 |  | 620M or 620MC |  | 2018-08-20 21:08 | RM171385 | LUGGATE | Southern Land |  | BFC | 2018-08-20 21:09 | BFC | 2018-08-20 21:09 | High |  | {F036BD7F-24F8-42EC-B2BE-5F8EE477ACF1} |  |  | SDE | 2021-10-31 02:09 | NULL
581 | 309842 | DOMESTIC | Water Meter | ACTIVE | PENDING |  |  | 20 |  | 620M or 620MC |  | 2018-08-20 21:08 | RM171385 | LUGGATE | Southern Land |  | BFC | 2018-08-20 21:09 | BFC | 2018-08-20 21:09 | High |  | {9874C172-BCD7-4AC4-B2DF-5C26247799E8} |  |  | SDE | 2021-10-31 02:09 | NULL
582 | 309843 | DOMESTIC | Water Meter | ACTIVE | PENDING |  |  | 20 |  | 620M or 620MC |  | 2018-08-20 21:08 | RM171385 | LUGGATE | Southern Land |  | BFC | 2018-08-20 21:09 | BFC | 2018-08-20 21:09 | High |  | {0B705E15-2A81-4B43-B4B9-9B60139A8E18} |  |  | SDE | 2021-10-31 02:09 | NULL
583 | 309844 | DOMESTIC | Water Meter | ACTIVE | PENDING |  |  | 20 |  | 620M or 620MC |  | 2018-08-20 21:08 | RM171385 | LUGGATE | Southern Land |  | BFC | 2018-08-20 21:09 | BFC | 2018-08-20 21:09 | High |  | {331CEC89-DAD1-4C0B-BA40-4B1064BFAB21} |  |  | SDE | 2021-10-31 02:09 | NULL
584 | 309845 | DOMESTIC | Water Meter | ACTIVE | PENDING |  |  | 20 |  | 620M or 620MC |  | 2018-08-20 21:08 | RM171385 | LUGGATE | Southern Land |  | BFC | 2018-08-20 21:09 | BFC | 2018-08-20 21:09 | High |  | {AF5278AE-7126-4DB8-8869-1BA1826767DC} |  |  | SDE | 2021-10-31 02:09 | NULL
585 | 309846 | DOMESTIC | Water Meter | ACTIVE | PENDING |  |  | 20 |  | 620M or 620MC |  | 2018-08-20 21:08 | RM171385 | LUGGATE | Southern Land |  | BFC | 2018-08-20 21:09 | BFC | 2018-08-20 21:09 | High |  | {89C65130-51EF-43EB-ACBD-A85B0752D486} |  |  | SDE | 2021-10-31 02:09 | NULL
586 | 309847 | DOMESTIC | Water Meter | ACTIVE | PENDING |  |  | 20 |  | 620M or 620MC |  | 2018-08-20 21:08 | RM171385 | LUGGATE | Southern Land |  | BFC | 2018-08-20 21:09 | BFC | 2018-08-20 21:09 | High |  | {22CF3418-2262-438B-93D0-99EE8193D346} |  |  | SDE | 2021-10-31 02:09 | NULL
587 | 309848 | DOMESTIC | Water Meter | ACTIVE | PENDING |  |  | 20 |  | 620M or 620MC |  | 2018-08-20 21:08 | RM171385 | LUGGATE | Southern Land |  | BFC | 2018-08-20 21:09 | BFC | 2018-08-20 21:09 | High |  | {0CB09C6B-1BB3-454C-A639-2A571F73DE0B} |  |  | SDE | 2021-10-31 02:09 | NULL
588 | 309849 | DOMESTIC | Water Meter | ACTIVE | PENDING |  |  | 20 |  | 620M or 620MC |  | 2018-08-20 21:08 | RM171385 | LUGGATE | Southern Land |  | BFC | 2018-08-20 21:09 | BFC | 2018-08-20 21:09 | High |  | {C187AF60-0234-4160-8CE7-AE2AF715E4C1} |  |  | SDE | 2021-10-31 02:09 | NULL
589 | 309850 | DOMESTIC | Water Meter | ACTIVE | PENDING |  |  | 20 |  | 620M or 620MC |  | 2018-08-20 21:08 | RM171385 | LUGGATE | Southern Land |  | BFC | 2018-08-20 21:09 | BFC | 2018-08-20 21:09 | High |  | {9D0159CC-51F5-40B4-984C-2C94A4227DB6} |  |  | SDE | 2021-10-31 02:09 | NULL
590 | 309851 | DOMESTIC | Water Meter | ACTIVE | PENDING |  |  | 20 |  | 620M or 620MC |  | 2018-08-20 21:08 | RM171385 | LUGGATE | Southern Land |  | BFC | 2018-08-20 21:09 | BFC | 2018-08-20 21:09 | High |  | {441A3ADE-AABD-4C1D-9644-B44944D464D3} |  |  | SDE | 2021-10-31 02:09 | NULL
591 | 309852 | DOMESTIC | Water Meter | ACTIVE | PENDING |  |  | 20 |  | 620M or 620MC |  | 2018-08-20 21:08 | RM171385 | LUGGATE | Southern Land |  | BFC | 2018-08-20 21:09 | BFC | 2018-08-20 21:09 | High |  | {1C5CC3DB-BFC4-427C-B680-8B0624827A3B} |  |  | SDE | 2021-10-31 02:09 | NULL
592 | 309853 | DOMESTIC | Water Meter | ACTIVE | PENDING |  |  | 20 |  | 620M or 620MC |  | 2018-08-20 21:08 | RM171385 | LUGGATE | Southern Land |  | BFC | 2018-08-20 21:09 | BFC | 2018-08-20 21:09 | High |  | {31AFB2A2-E628-4BB6-9F67-2D372C502E3F} |  |  | SDE | 2021-10-31 02:09 | NULL
593 | 309854 | DOMESTIC | Water Meter | ACTIVE | PENDING |  |  | 20 |  | 620M or 620MC |  | 2018-08-20 21:08 | RM171385 | LUGGATE | Southern Land |  | BFC | 2018-08-20 21:09 | BFC | 2018-08-20 21:09 | High |  | {89EEABD0-60F7-4FF9-91EC-A7426C379401} |  |  | SDE | 2021-10-31 02:09 | NULL
594 | 309855 | DOMESTIC | Water Meter | ACTIVE | PENDING |  |  | 20 |  | 620M or 620MC |  | 2018-08-20 21:08 | RM171385 | LUGGATE | Southern Land |  | BFC | 2018-08-20 21:09 | BFC | 2018-08-20 21:09 | High |  | {3A5DC4D0-0697-4E92-B5BD-C0CEDA428C16} |  |  | SDE | 2021-10-31 02:09 | NULL
595 | 309856 | DOMESTIC | Water Meter | ACTIVE | PENDING |  |  | 20 |  | 620M or 620MC |  | 2018-08-20 21:08 | RM171385 | LUGGATE | Southern Land |  | BFC | 2018-08-20 21:09 | BFC | 2018-08-20 21:09 | High |  | {E9FA4112-117A-4884-8F27-E40C30E1C6F4} |  |  | SDE | 2021-10-31 02:09 | NULL
596 | 309857 | DOMESTIC | Water Meter | ACTIVE | PENDING |  |  | 20 |  | 620M or 620MC |  | 2018-08-20 21:08 | RM171385 | LUGGATE | Southern Land |  | BFC | 2018-08-20 21:09 | BFC | 2018-08-20 21:09 | High |  | {F8F53D1E-77C2-40F4-B09B-888F2778ED75} |  |  | SDE | 2021-10-31 02:09 | NULL
597 | 309858 | DOMESTIC | Water Meter | ACTIVE | PENDING |  |  | 20 |  | 620M or 620MC |  | 2018-08-20 21:08 | RM171385 | LUGGATE | Southern Land |  | BFC | 2018-08-20 21:09 | BFC | 2018-08-20 21:09 | High |  | {2DD726F2-4EBD-4F5D-BE6E-1E94AC566AFB} |  |  | SDE | 2021-10-31 02:09 | NULL
598 | 309859 | DOMESTIC | Water Meter | ACTIVE | PENDING | 339.26 | [5 empty] | 2017-01-17 11:00 | RM150766 | QUEENTWN | ASCL |  | BFC | 2018-08-28 01:10 | BFC | 2018-08-28 01:10 | High |  | {57B62F4E-2FAD-4D6A-A6FF-24DFADC8286C} |  |  | SDE | 2021-10-31 02:09 | LiDAR
599 | 309860 | DOMESTIC | Water Meter | ACTIVE | PENDING |  |  | 20 |  | 620M or 620MC |  | 2018-08-28 12:00 | RM151061 | WANAKA | C Hughes |  | BFC | 2018-09-03 02:11 | BFC | 2018-09-03 02:11 | High |  | {C443339E-6B22-4675-881A-6D19CE79EB31} |  |  | SDE | 2021-10-31 02:09 | NULL
600 | 309861 | DOMESTIC | Water Meter | ACTIVE | PENDING | 352.71 |  | 20 |  | 620 |  | 2017-11-06 11:00 | C-17-003 | QUEENTWN | Fulton Hogan |  | BFC | 2018-09-12 04:19 | BFC | 2018-09-12 04:19 | High |  | {3DDF69E9-BC36-4C09-8ABD-7FC269DC8199} |  |  | SDE | 2021-10-31 02:09 | Dunedin 58
601 | 309862 | DOMESTIC | Water Meter | ACTIVE | PENDING | 352.73 |  | 20 |  | 620 |  | 2017-11-06 11:00 | C-17-003 | QUEENTWN | Fulton Hogan |  | BFC | 2018-09-12 04:19 | BFC | 2018-09-12 04:19 | High |  | {0AEB9DE1-8EAF-4FC8-82CC-81C621FDA164} |  |  | SDE | 2021-10-31 02:09 | Dunedin 58
602 | 309863 | DOMESTIC | Water Meter | ACTIVE | PENDING | 352.97 |  | 20 |  | 620 |  | 2017-11-06 11:00 | C-17-003 | QUEENTWN | Fulton Hogan |  | BFC | 2018-09-12 04:19 | BFC | 2018-09-12 04:19 | High |  | {9EC27D16-D2C9-4642-93A8-F0C148B2A998} |  |  | SDE | 2021-10-31 02:09 | Dunedin 58
603 | 309864 | DOMESTIC | Water Meter | ACTIVE | PENDING | 352.96 |  | 20 |  | 620 |  | 2017-11-06 11:00 | C-17-003 | QUEENTWN | Fulton Hogan |  | BFC | 2018-09-12 04:19 | BFC | 2018-09-12 04:19 | High |  | {26B1D3F1-3358-4D18-A1D0-C154D68E8058} |  |  | SDE | 2021-10-31 02:09 | Dunedin 58
604 | 309865 | DOMESTIC | Water Meter | ACTIVE | PENDING | 353.28 |  | 20 |  | 620 |  | 2017-11-06 11:00 | C-17-003 | QUEENTWN | Fulton Hogan |  | BFC | 2018-09-12 04:19 | BFC | 2018-09-12 04:19 | High |  | {835E1163-95D4-499E-8198-6A5BAD588872} |  |  | SDE | 2021-10-31 02:09 | Dunedin 58
605 | 309866 | DOMESTIC | Water Meter | ACTIVE | PENDING | 353.37 |  | 20 |  | 620 |  | 2017-11-06 11:00 | C-17-003 | QUEENTWN | Fulton Hogan |  | BFC | 2018-09-12 04:19 | BFC | 2018-09-12 04:19 | High |  | {2574DE83-5A52-4338-AACB-AA8E28AE8A07} |  |  | SDE | 2021-10-31 02:09 | Dunedin 58
606 | 309867 | DOMESTIC | Water Meter | ACTIVE | PENDING | 353.31 |  | 20 |  | 620 |  | 2017-11-06 11:00 | C-17-003 | QUEENTWN | Fulton Hogan |  | BFC | 2018-09-12 04:19 | BFC | 2018-09-12 04:19 | High |  | {3C8F964C-ABF9-4841-B453-F8DD6EC31EB5} |  |  | SDE | 2021-10-31 02:09 | Dunedin 58
607 | 309868 | DOMESTIC | Water Meter | ACTIVE | PENDING | 353.93 |  | 20 |  | 620 |  | 2017-11-06 11:00 | C-17-003 | QUEENTWN | Fulton Hogan |  | BFC | 2018-09-12 04:19 | BFC | 2018-09-12 04:19 | High |  | {2E94454E-C152-4658-9B11-E9C9A08E93D7} |  |  | SDE | 2021-10-31 02:09 | Dunedin 58
608 | 309869 | DOMESTIC | Water Meter | ACTIVE | PENDING | 354.02 |  | 20 |  | 620 |  | 2017-11-06 11:00 | C-17-003 | QUEENTWN | Fulton Hogan |  | BFC | 2018-09-12 04:19 | BFC | 2018-09-12 04:19 | High |  | {3F0F7691-84B3-4018-80DF-D2FA212DE604} |  |  | SDE | 2021-10-31 02:09 | Dunedin 58
609 | 309870 | DOMESTIC | Water Meter | ACTIVE | PENDING | 353.67 |  | 20 |  | 620 |  | 2017-11-06 11:00 | C-17-003 | QUEENTWN | Fulton Hogan |  | BFC | 2018-09-12 04:19 | BFC | 2018-09-12 04:19 | High |  | {9778CE89-4BB8-4055-AB56-99C7ED694AA0} |  |  | SDE | 2021-10-31 02:09 | Dunedin 58
610 | 309871 | DOMESTIC | Water Meter | ACTIVE | PENDING | 353.72 |  | 20 |  | 620 |  | 2017-11-06 11:00 | C-17-003 | QUEENTWN | Fulton Hogan |  | BFC | 2018-09-12 04:19 | BFC | 2018-09-12 04:19 | High |  | {CC1C22F3-2A6A-40FE-9409-3FA4F9084938} |  |  | SDE | 2021-10-31 02:09 | Dunedin 58
611 | 309872 | DOMESTIC | Water Meter | ACTIVE | PENDING | 354.07 |  | 20 |  | 620 |  | 2017-11-06 11:00 | C-17-003 | QUEENTWN | Fulton Hogan |  | BFC | 2018-09-12 04:19 | BFC | 2018-09-12 04:19 | High |  | {A827A847-E06E-48C7-9F2D-E86A6353552A} |  |  | SDE | 2021-10-31 02:09 | Dunedin 58
612 | 309873 | DOMESTIC | Water Meter | ACTIVE | PENDING | 354.15 |  | 20 |  | 620 |  | 2017-11-06 11:00 | C-17-003 | QUEENTWN | Fulton Hogan |  | BFC | 2018-09-12 04:19 | BFC | 2018-09-12 04:19 | High |  | {94D816F5-4242-4149-AAED-F886ED696B44} |  |  | SDE | 2021-10-31 02:09 | Dunedin 58
613 | 309874 | DOMESTIC | Water Meter | ACTIVE | PENDING | 353.22 |  | 20 |  | 620 |  | 2017-11-06 11:00 | C-17-003 | QUEENTWN | Fulton Hogan |  | BFC | 2018-09-12 04:19 | BFC | 2018-09-12 04:19 | High |  | {A3763C9A-0077-4E7E-A066-3E724D13BBEC} |  |  | SDE | 2021-10-31 02:09 | Dunedin 58
614 | 309875 | DOMESTIC | Water Meter | ACTIVE | PENDING | 353.21 |  | 20 |  | 620 |  | 2017-11-06 11:00 | C-17-003 | QUEENTWN | Fulton Hogan |  | BFC | 2018-09-12 04:19 | BFC | 2018-09-12 04:19 | High |  | {9B5C36EB-312A-4A73-8471-FEE5EC6DECA5} |  |  | SDE | 2021-10-31 02:09 | Dunedin 58
615 | 309876 | DOMESTIC | Water Meter | ACTIVE | PENDING | 354.04 |  | 20 |  | 620 |  | 2017-11-06 11:00 | C-17-003 | QUEENTWN | Fulton Hogan |  | BFC | 2018-09-12 04:19 | BFC | 2018-09-12 04:19 | High |  | {5C2C36E1-E2DF-490B-AFDB-F58790C05125} |  |  | SDE | 2021-10-31 02:09 | Dunedin 58
616 | 309877 | DOMESTIC | Water Meter | ACTIVE | PENDING | 354.03 |  | 20 |  | 620 |  | 2017-11-06 11:00 | C-17-003 | QUEENTWN | Fulton Hogan |  | BFC | 2018-09-12 04:19 | BFC | 2018-09-12 04:19 | High |  | {D407DD13-9A6E-401F-92CB-B7AD009C3487} |  |  | SDE | 2021-10-31 02:09 | Dunedin 58
617 | 309878 | DOMESTIC | Water Meter | ACTIVE | PENDING | 353.93 |  | 20 |  | 620 |  | 2017-11-06 11:00 | C-17-003 | QUEENTWN | Fulton Hogan |  | BFC | 2018-09-12 04:19 | BFC | 2018-09-12 04:19 | High |  | {E2B45A3F-8F38-4422-9AA9-ADE80098C021} |  |  | SDE | 2021-10-31 02:09 | Dunedin 58
618 | 309879 | DOMESTIC | Water Meter | ACTIVE | PENDING | 353.94 |  | 20 |  | 620 |  | 2017-11-06 11:00 | C-17-003 | QUEENTWN | Fulton Hogan |  | BFC | 2018-09-12 04:19 | BFC | 2018-09-12 04:19 | High |  | {233766B8-736F-458B-95EE-41E1F5E33C35} |  |  | SDE | 2021-10-31 02:09 | Dunedin 58
619 | 309880 | DOMESTIC | Water Meter | ACTIVE | PENDING | 354.07 |  | 20 |  | 620 |  | 2017-11-06 11:00 | C-17-003 | QUEENTWN | Fulton Hogan |  | BFC | 2018-09-12 04:19 | BFC | 2018-09-12 04:19 | High |  | {FA45746C-DF1B-4512-8B56-53B13101EADA} |  |  | SDE | 2021-10-31 02:09 | Dunedin 58
620 | 309881 | DOMESTIC | Water Meter | ACTIVE | PENDING | 354.03 |  | 20 |  | 620 |  | 2017-11-06 11:00 | C-17-003 | QUEENTWN | Fulton Hogan |  | BFC | 2018-09-12 04:19 | BFC | 2018-09-12 04:19 | High |  | {7E55DC65-7D86-430A-AE5D-DCA3548DD221} |  |  | SDE | 2021-10-31 02:09 | Dunedin 58
621 | 309882 | DOMESTIC | Water Meter | ACTIVE | PENDING | 359.69 |  | 20 |  | 620 |  | 2017-11-06 11:00 | C-17-003 | QUEENTWN | Fulton Hogan |  | BFC | 2018-09-12 04:19 | BFC | 2018-09-12 04:19 | High |  | {4327D356-52B6-4C47-B892-53521DF8D672} |  |  | SDE | 2021-10-31 02:09 | Dunedin 58
622 | 309883 | DOMESTIC | Water Meter | ACTIVE | PENDING | 359.65 |  | 20 |  | 620 |  | 2017-11-06 11:00 | C-17-003 | QUEENTWN | Fulton Hogan |  | BFC | 2018-09-12 04:19 | BFC | 2018-09-12 04:19 | High |  | {EAD31C83-671C-4742-AE91-8F6F21D7B0AF} |  |  | SDE | 2021-10-31 02:09 | Dunedin 58
623 | 309884 | DOMESTIC | Water Meter | ACTIVE | PENDING | 359.57 |  | 20 |  | 620 |  | 2017-11-06 11:00 | C-17-003 | QUEENTWN | Fulton Hogan |  | BFC | 2018-09-12 04:19 | BFC | 2018-09-12 04:19 | High |  | {24DDE0E0-9BE7-40BA-B97B-F258178381A5} |  |  | SDE | 2021-10-31 02:09 | Dunedin 58
624 | 309885 | DOMESTIC | Water Meter | ACTIVE | PENDING | 359.61 |  | 20 |  | 620 |  | 2017-11-06 11:00 | C-17-003 | QUEENTWN | Fulton Hogan |  | BFC | 2018-09-12 04:19 | BFC | 2018-09-12 04:19 | High |  | {621E629C-BEF1-4503-B81F-6E508B98524B} |  |  | SDE | 2021-10-31 02:09 | Dunedin 58
625 | 309886 | FLOW | Water Meter | ACTIVE | PENDING | 353.64 |  |  |  | Promag W400 |  | 2017-11-06 11:00 | C-17-003 | QUEENTWN | Fulton Hogan |  | BFC | 2018-09-12 04:19 | BFC | 2018-09-12 04:19 |  |  | {802258B5-A3A4-4C55-A276-0EFCEA7A00EB} |  |  | SDE | 2021-10-31 02:09 | LiDAR
626 | 309887 | FLOW | Water Meter | ACTIVE | PENDING | 347.78 | [5 empty] | 2018-02-28 11:00 | RM161074 | QUEENTWN | Aireys |  | BFC | 2018-09-27 21:32 | BFC | 2018-09-27 21:32 | High |  | {01656496-8304-419C-81DD-3B1C3DF24EC1} |  |  | SDE | 2021-10-31 02:09 | LiDAR
627 | 309888 | FLOW | Water Meter | ACTIVE | PENDING | 346.64 |  | 100 |  |  |  | 2018-02-28 11:00 | RM171018 | QUEENTWN | Aireys |  | BFC | 2018-09-27 21:32 | BFC | 2018-09-27 21:32 | High |  | {F9815D9B-7BDE-49B9-8041-56E7487B2FF1} |  |  | SDE | 2021-10-31 02:09 | LiDAR
628 | 309889 | DOMESTIC | Water Meter | ACTIVE | PENDING | 355.09 |  | 20 |  | 620 | Senus | 2017-11-29 11:00 | RM160562 | QUEENTWN | PPG |  | BFC | 2018-09-30 11:00 | BFC | 2018-09-30 11:00 | High |  | {6E852C38-606C-44A2-BDA7-8AE76E2FBDBB} |  |  | SDE | 2021-10-31 02:09 | Dunedin 58
629 | 309890 | DOMESTIC | Water Meter | ACTIVE | PENDING | 355.43 |  | 20 |  | 620 | Senus | 2017-11-29 11:00 | RM160562 | QUEENTWN | PPG |  | BFC | 2018-09-30 11:00 | BFC | 2018-09-30 11:00 | High |  | {D059E3C1-E2C7-4944-9732-F59E40B304B3} |  |  | SDE | 2021-10-31 02:09 | Dunedin 58
630 | 309891 | DOMESTIC | Water Meter | ACTIVE | PENDING | 355.43 |  | 20 |  | 620 | Senus | 2017-11-29 11:00 | RM160562 | QUEENTWN | PPG |  | BFC | 2018-09-30 11:00 | BFC | 2018-09-30 11:00 | High |  | {1ADDE854-9E8C-4F0F-B192-B8BF0BEEA950} |  |  | SDE | 2021-10-31 02:09 | Dunedin 58
631 | 309892 | DOMESTIC | Water Meter | ACTIVE | PENDING | 355.56 |  | 20 |  | 620 | Senus | 2017-11-29 11:00 | RM160562 | QUEENTWN | PPG |  | BFC | 2018-09-30 11:00 | BFC | 2018-09-30 11:00 | High |  | {851BD395-2BD9-4FE8-BBB4-A7E8A80F073E} |  |  | SDE | 2021-10-31 02:09 | Dunedin 58
632 | 309893 | DOMESTIC | Water Meter | ACTIVE | PENDING | 355.57 |  | 20 |  | 620 | Senus | 2017-11-29 11:00 | RM160562 | QUEENTWN | PPG |  | BFC | 2018-09-30 11:00 | BFC | 2018-09-30 11:00 | High |  | {46D30DF5-10A8-471F-9778-4DDD7CEDF1FA} |  |  | SDE | 2021-10-31 02:09 | Dunedin 58
633 | 309894 | DOMESTIC | Water Meter | ACTIVE | PENDING | 355.44 |  | 20 |  | 620 | Senus | 2017-11-29 11:00 | RM160562 | QUEENTWN | PPG |  | BFC | 2018-09-30 11:00 | BFC | 2018-09-30 11:00 | High |  | {603ED1D6-7C68-4D2B-BB51-C3558F3B07D3} |  |  | SDE | 2021-10-31 02:09 | Dunedin 58
634 | 309895 | DOMESTIC | Water Meter | ACTIVE | PENDING | 355.44 |  | 20 |  | 620 | Senus | 2017-11-29 11:00 | RM160562 | QUEENTWN | PPG |  | BFC | 2018-09-30 11:00 | BFC | 2018-09-30 11:00 | High |  | {E9F341E5-A0BF-441E-8A37-4C21B6922843} |  |  | SDE | 2021-10-31 02:09 | Dunedin 58
635 | 309896 | DOMESTIC | Water Meter | ACTIVE | PENDING | 355.21 |  | 20 |  | 620 | Senus | 2017-11-29 11:00 | RM160562 | QUEENTWN | PPG |  | BFC | 2018-09-30 11:00 | BFC | 2018-09-30 11:00 | High |  | {D868A223-2B41-44A1-B4DB-06E27BE56985} |  |  | SDE | 2021-10-31 02:09 | Dunedin 58
636 | 309897 | DOMESTIC | Water Meter | ACTIVE | PENDING | 355.18 |  | 20 |  | 620 | Senus | 2017-11-29 11:00 | RM160562 | QUEENTWN | PPG |  | BFC | 2018-09-30 11:00 | BFC | 2018-09-30 11:00 | High |  | {AB6A8CCE-4805-4AB2-AF80-19A2CBF07BCE} |  |  | SDE | 2021-10-31 02:09 | Dunedin 58
637 | 309898 | DOMESTIC | Water Meter | ACTIVE | PENDING | 355.14 |  | 20 |  | 620 | Senus | 2017-11-29 11:00 | RM160562 | QUEENTWN | PPG |  | BFC | 2018-09-30 11:00 | BFC | 2018-09-30 11:00 | High |  | {536A29FB-833E-4B31-8BBA-FEE674AEEDBA} |  |  | SDE | 2021-10-31 02:09 | Dunedin 58
638 | 309899 | DOMESTIC | Water Meter | ACTIVE | PENDING | 355.14 |  | 20 |  | 620 | Senus | 2017-11-29 11:00 | RM160562 | QUEENTWN | PPG |  | BFC | 2018-09-30 11:00 | BFC | 2018-09-30 11:00 | High |  | {365C67A0-BB7C-45A9-A153-B73FAC01FEC9} |  |  | SDE | 2021-10-31 02:09 | Dunedin 58
639 | 309900 | DOMESTIC | Water Meter | ACTIVE | PENDING | 354.92 |  | 20 |  | 620 | Senus | 2017-11-29 11:00 | RM160562 | QUEENTWN | PPG |  | BFC | 2018-09-30 11:00 | BFC | 2018-09-30 11:00 | High |  | {334227E4-0635-4D17-9C6F-61952A131389} |  |  | SDE | 2021-10-31 02:09 | Dunedin 58
640 | 309901 | DOMESTIC | Water Meter | ACTIVE | PENDING | 354.28 |  | 20 |  | 620 | Senus | 2017-11-29 11:00 | RM160562 | QUEENTWN | PPG |  | BFC | 2018-09-30 11:00 | BFC | 2018-09-30 11:00 | High |  | {8CB89014-C0BF-465D-B59B-134E9AA37186} |  |  | SDE | 2021-10-31 02:09 | Dunedin 58
641 | 309902 | DOMESTIC | Water Meter | ACTIVE | PENDING | 354.29 |  | 20 |  | 620 | Senus | 2017-11-29 11:00 | RM160562 | QUEENTWN | PPG |  | BFC | 2018-09-30 11:00 | BFC | 2018-09-30 11:00 | High |  | {2ABCEDE2-640B-4E7B-933C-1E667E3FB1C3} |  |  | SDE | 2021-10-31 02:09 | Dunedin 58
642 | 309903 | DOMESTIC | Water Meter | ACTIVE | PENDING | 353.53 |  | 20 |  | 620 | Senus | 2017-11-29 11:00 | RM160562 | QUEENTWN | PPG |  | BFC | 2018-09-30 11:00 | BFC | 2018-09-30 11:00 | High |  | {86412856-BFAC-404B-A1AB-A28C4FAA97A8} |  |  | SDE | 2021-10-31 02:09 | Dunedin 58
643 | 309904 | DOMESTIC | Water Meter | ACTIVE | PENDING | 353.53 |  | 20 |  | 620 | Senus | 2017-11-29 11:00 | RM160562 | QUEENTWN | PPG |  | BFC | 2018-09-30 11:00 | BFC | 2018-09-30 11:00 | High |  | {73E5E47E-80F9-4FD4-AA10-F9FA555DFEDE} |  |  | SDE | 2021-10-31 02:09 | Dunedin 58
644 | 309905 | DOMESTIC | Water Meter | ACTIVE | PENDING | 355.3 |  | 20 |  | 620 | Senus | 2017-11-29 11:00 | RM160562 | QUEENTWN | PPG |  | BFC | 2018-09-30 11:00 | BFC | 2018-09-30 11:00 | High |  | {283A55B1-239C-429C-8709-E717F68F4CD5} |  |  | SDE | 2021-10-31 02:09 | Dunedin 58
645 | 309906 | DOMESTIC | Water Meter | ACTIVE | PENDING | 355.32 |  | 20 |  | 620 | Senus | 2017-11-29 11:00 | RM160562 | QUEENTWN | PPG |  | BFC | 2018-09-30 11:00 | BFC | 2018-09-30 11:00 | High |  | {E45F349D-20DD-4D4D-B6F6-834D6C9A555B} |  |  | SDE | 2021-10-31 02:09 | Dunedin 58
646 | 309907 | DOMESTIC | Water Meter | ACTIVE | PENDING | 356.01 |  | 20 |  | 620 | Senus | 2017-11-29 11:00 | RM160562 | QUEENTWN | PPG |  | BFC | 2018-09-30 11:00 | BFC | 2018-09-30 11:00 | High |  | {2D877455-CE5D-4BC0-A919-53FF62A68942} |  |  | SDE | 2021-10-31 02:09 | Dunedin 58
647 | 309908 | DOMESTIC | Water Meter | ACTIVE | PENDING | 355.99 |  | 20 |  | 620 | Senus | 2017-11-29 11:00 | RM160562 | QUEENTWN | PPG |  | BFC | 2018-09-30 11:00 | BFC | 2018-09-30 11:00 | High |  | {15DD9745-2440-435E-9C82-47D4B947FD8D} |  |  | SDE | 2021-10-31 02:09 | Dunedin 58
648 | 309909 | DOMESTIC | Water Meter | ACTIVE | PENDING | 356.64 |  | 20 |  | 620 | Senus | 2017-11-29 11:00 | RM160562 | QUEENTWN | PPG |  | BFC | 2018-09-30 11:00 | BFC | 2018-09-30 11:00 | High |  | {7FF6EC5E-47F9-42D1-8B86-F03493AECDEB} |  |  | SDE | 2021-10-31 02:09 | Dunedin 58
649 | 309910 | DOMESTIC | Water Meter | ACTIVE | PENDING | 356.62 |  | 20 |  | 620 | Senus | 2017-11-29 11:00 | RM160562 | QUEENTWN | PPG |  | BFC | 2018-09-30 11:00 | BFC | 2018-09-30 11:00 | High |  | {B6A76208-7D4F-41F1-A5BE-56F95CE73C13} |  |  | SDE | 2021-10-31 02:09 | Dunedin 58
650 | 309911 | DOMESTIC | Water Meter | ACTIVE | PENDING | 357.42 |  | 20 |  | 620 | Senus | 2017-11-29 11:00 | RM160562 | QUEENTWN | PPG |  | BFC | 2018-09-30 11:00 | BFC | 2018-09-30 11:00 | High |  | {7E33727F-5502-41F8-8365-92F13300DE6B} |  |  | SDE | 2021-10-31 02:09 | Dunedin 58
651 | 309912 | DOMESTIC | Water Meter | ACTIVE | PENDING | 357.45 |  | 20 |  | 620 | Senus | 2017-11-29 11:00 | RM160562 | QUEENTWN | PPG |  | BFC | 2018-09-30 11:00 | BFC | 2018-09-30 11:00 | High |  | {34503DA0-09A0-4D18-9F51-AF10E2609471} |  |  | SDE | 2021-10-31 02:09 | Dunedin 58
652 | 309913 | DOMESTIC | Water Meter | ACTIVE | PENDING | 357.95 |  | 20 |  | 620 | Senus | 2017-11-29 11:00 | RM160562 | QUEENTWN | PPG |  | BFC | 2018-09-30 11:00 | BFC | 2018-09-30 11:00 | High |  | {A7C12967-A96B-4CC6-9C5A-F46B629D339E} |  |  | SDE | 2021-10-31 02:09 | Dunedin 58
653 | 309914 | DOMESTIC | Water Meter | ACTIVE | PENDING | 357.95 |  | 20 |  | 620 | Senus | 2017-11-29 11:00 | RM160562 | QUEENTWN | PPG |  | BFC | 2018-09-30 11:00 | BFC | 2018-09-30 11:00 | High |  | {4CFA4CEE-022F-4738-A501-0B4CA6E8A2D1} |  |  | SDE | 2021-10-31 02:09 | Dunedin 58
654 | 309915 | DOMESTIC | Water Meter | ACTIVE | PENDING | 358.44 |  | 20 |  | 620 | Senus | 2017-11-29 11:00 | RM160562 | QUEENTWN | PPG |  | BFC | 2018-09-30 11:00 | BFC | 2018-09-30 11:00 | High |  | {FE1549D0-6643-4A51-B87A-91051D668EE4} |  |  | SDE | 2021-10-31 02:09 | Dunedin 58
655 | 309916 | DOMESTIC | Water Meter | ACTIVE | PENDING | 359.06 |  | 20 |  | 620 | Senus | 2017-11-29 11:00 | RM160562 | QUEENTWN | PPG |  | BFC | 2018-09-30 11:00 | BFC | 2018-09-30 11:00 | High |  | {9DF1BDA9-FF1B-43AC-B0EE-AA0D4BA7206B} |  |  | SDE | 2021-10-31 02:09 | Dunedin 58
656 | 309917 | DOMESTIC | Water Meter | ACTIVE | PENDING | 359.05 |  | 20 |  | 620 | Senus | 2017-11-29 11:00 | RM160562 | QUEENTWN | PPG |  | BFC | 2018-09-30 11:00 | BFC | 2018-09-30 11:00 | High |  | {F1C91D0D-AE84-48BD-B79E-44119C3E7D84} |  |  | SDE | 2021-10-31 02:09 | Dunedin 58
657 | 309918 | DOMESTIC | Water Meter | ACTIVE | PENDING | 359.19 |  | 20 |  | 620 | Senus | 2017-11-29 11:00 | RM160562 | QUEENTWN | PPG |  | BFC | 2018-09-30 11:00 | BFC | 2018-09-30 11:00 | High |  | {CE93C177-50A7-42E1-B79D-3E24A9D47839} |  |  | SDE | 2021-10-31 02:09 | Dunedin 58
658 | 309919 | DOMESTIC | Water Meter | ACTIVE | PENDING | 358.26 |  | 20 |  | 620 | Senus | 2017-11-29 11:00 | RM160562 | QUEENTWN | PPG |  | BFC | 2018-09-30 11:00 | BFC | 2018-09-30 11:00 | High |  | {342AA965-3E91-452A-BCFC-01C9A22ACB87} |  |  | SDE | 2021-10-31 02:09 | Dunedin 58
659 | 309920 | DOMESTIC | Water Meter | ACTIVE | PENDING | 357.66 |  | 20 |  | 620 | Senus | 2017-11-29 11:00 | RM160562 | QUEENTWN | PPG |  | BFC | 2018-09-30 11:00 | BFC | 2018-09-30 11:00 | High |  | {6F6AC341-2227-4A17-84C4-59EA8F9B9ADA} |  |  | SDE | 2021-10-31 02:09 | Dunedin 58
660 | 309921 | DOMESTIC | Water Meter | ACTIVE | PENDING | 357.66 |  | 20 |  | 620 | Senus | 2017-11-29 11:00 | RM160562 | QUEENTWN | PPG |  | BFC | 2018-09-30 11:00 | BFC | 2018-09-30 11:00 | High |  | {77082E01-ACCC-4AC3-9E0B-F624E348806D} |  |  | SDE | 2021-10-31 02:09 | Dunedin 58
661 | 309922 | DOMESTIC | Water Meter | ACTIVE | PENDING | 357.08 |  | 20 |  | 620 | Senus | 2017-11-29 11:00 | RM160562 | QUEENTWN | PPG |  | BFC | 2018-09-30 11:00 | BFC | 2018-09-30 11:00 | High |  | {668F8797-820E-491E-AB6A-FB37D1245733} |  |  | SDE | 2021-10-31 02:09 | Dunedin 58
662 | 309923 | DOMESTIC | Water Meter | ACTIVE | PENDING | 357.1 |  | 20 |  | 620 | Senus | 2017-11-29 11:00 | RM160562 | QUEENTWN | PPG |  | BFC | 2018-09-30 11:00 | BFC | 2018-09-30 11:00 | High |  | {8A7C9CD2-786B-4805-872A-742AF8E138A8} |  |  | SDE | 2021-10-31 02:09 | Dunedin 58
663 | 309924 | DOMESTIC | Water Meter | ACTIVE | PENDING | 356.37 |  | 20 |  | 620 | Senus | 2017-11-29 11:00 | RM160562 | QUEENTWN | PPG |  | BFC | 2018-09-30 11:00 | BFC | 2018-09-30 11:00 | High |  | {044DE794-FAC8-4A43-94BF-BD32BF4CC51A} |  |  | SDE | 2021-10-31 02:09 | Dunedin 58
664 | 309925 | DOMESTIC | Water Meter | ACTIVE | PENDING | 356.35 |  | 20 |  | 620 | Senus | 2017-11-29 11:00 | RM160562 | QUEENTWN | PPG |  | BFC | 2018-09-30 11:00 | BFC | 2018-09-30 11:00 | High |  | {8D4B2D5F-8A0F-4F21-9225-78C76E95CAAC} |  |  | SDE | 2021-10-31 02:09 | Dunedin 58
665 | 309926 | DOMESTIC | Water Meter | ACTIVE | PENDING | 355.69 |  | 20 |  | 620 | Senus | 2017-11-29 11:00 | RM160562 | QUEENTWN | PPG |  | BFC | 2018-09-30 11:00 | BFC | 2018-09-30 11:00 | High |  | {EDC0C4A2-692B-448B-A7E3-8B97099815FE} |  |  | SDE | 2021-10-31 02:09 | Dunedin 58
666 | 309927 | DOMESTIC | Water Meter | ACTIVE | PENDING | 355.07 |  | 20 |  | 620 | Senus | 2017-11-29 11:00 | RM160562 | QUEENTWN | PPG |  | BFC | 2018-09-30 11:00 | BFC | 2018-09-30 11:00 | High |  | {0B703AE0-D830-4C40-BE50-F58CDB15BB18} |  |  | SDE | 2021-10-31 02:09 | Dunedin 58
667 | 309928 | DOMESTIC | Water Meter | ACTIVE | PENDING | 355.07 |  | 20 |  | 620 | Senus | 2017-11-29 11:00 | RM160562 | QUEENTWN | PPG |  | BFC | 2018-09-30 11:00 | BFC | 2018-09-30 11:00 | High |  | {6320614D-DCC6-4BCD-B8B8-7FD546DF8411} |  |  | SDE | 2021-10-31 02:09 | Dunedin 58
668 | 309929 | DOMESTIC | Water Meter | ACTIVE | PENDING | 355.26 |  | 20 |  | 620 | Senus | 2017-11-29 11:00 | RM160562 | QUEENTWN | PPG |  | BFC | 2018-09-30 11:00 | BFC | 2018-09-30 11:00 | High |  | {7A9508AE-7CAD-491F-A23E-1EA7D6F95CB4} |  |  | SDE | 2021-10-31 02:09 | Dunedin 58
669 | 309930 | DOMESTIC | Water Meter | ACTIVE | PENDING | 356.22 |  | 20 |  | 620 | Senus | 2017-11-29 11:00 | RM160562 | QUEENTWN | PPG |  | BFC | 2018-09-30 11:00 | BFC | 2018-09-30 11:00 | High |  | {6F61EB4B-C373-4515-B964-5645959EDF18} |  |  | SDE | 2021-10-31 02:09 | Dunedin 58
670 | 309931 | DOMESTIC | Water Meter | ACTIVE | PENDING | 356.36 |  | 20 |  | 620 | Senus | 2017-11-29 11:00 | RM160562 | QUEENTWN | PPG |  | BFC | 2018-09-30 11:00 | BFC | 2018-09-30 11:00 | High |  | {5DDEC0C6-ABEF-4E8B-9B07-EF84DA6EAA4B} |  |  | SDE | 2021-10-31 02:09 | Dunedin 58
671 | 309932 | DOMESTIC | Water Meter | ACTIVE | PENDING | 356.36 |  | 20 |  | 620 | Senus | 2017-11-29 11:00 | RM160562 | QUEENTWN | PPG |  | BFC | 2018-09-30 11:00 | BFC | 2018-09-30 11:00 | High |  | {C180BA63-8EE3-4099-9460-2F8E950D98CE} |  |  | SDE | 2021-10-31 02:09 | Dunedin 58
672 | 309933 | DOMESTIC | Water Meter | ACTIVE | PENDING | 356.94 |  | 20 |  | 620 | Senus | 2017-11-29 11:00 | RM160562 | QUEENTWN | PPG |  | BFC | 2018-09-30 11:00 | BFC | 2018-09-30 11:00 | High |  | {BC991D45-8BCE-4B8E-86F7-860C2EAFCCFC} |  |  | SDE | 2021-10-31 02:09 | Dunedin 58
673 | 309934 | DOMESTIC | Water Meter | ACTIVE | PENDING | 356.95 |  | 20 |  | 620 | Senus | 2017-11-29 11:00 | RM160562 | QUEENTWN | PPG |  | BFC | 2018-09-30 11:00 | BFC | 2018-09-30 11:00 | High |  | {9B6F4540-7DE7-4ABA-83CF-78EBA99686FC} |  |  | SDE | 2021-10-31 02:09 | Dunedin 58
674 | 309935 | DOMESTIC | Water Meter | ACTIVE | PENDING | 359.02 |  | 20 |  | 620 | Senus | 2017-11-29 11:00 | RM160562 | QUEENTWN | PPG |  | BFC | 2018-09-30 11:00 | BFC | 2018-09-30 11:00 | High |  | {8CE4AC31-B5FE-4513-8976-52F19C7A8BED} |  |  | SDE | 2021-10-31 02:09 | Dunedin 58
675 | 309936 | DOMESTIC | Water Meter | ACTIVE | PENDING | 359.01 |  | 20 |  | 620 | Senus | 2017-11-29 11:00 | RM160562 | QUEENTWN | PPG |  | BFC | 2018-09-30 11:00 | BFC | 2018-09-30 11:00 | High |  | {9E4D7922-C73B-4D8A-9FB0-13484BD04779} |  |  | SDE | 2021-10-31 02:09 | Dunedin 58
676 | 309937 | DOMESTIC | Water Meter | ACTIVE | PENDING | 359.29 |  | 20 |  | 620 | Senus | 2017-11-29 11:00 | RM160562 | QUEENTWN | PPG |  | BFC | 2018-09-30 11:00 | BFC | 2018-09-30 11:00 | High |  | {7D8A8779-65EE-4123-84BE-B5BAA66645B5} |  |  | SDE | 2021-10-31 02:09 | Dunedin 58
677 | 309938 | DOMESTIC | Water Meter | ACTIVE | PENDING | 359.29 |  | 20 |  | 620 | Senus | 2017-11-29 11:00 | RM160562 | QUEENTWN | PPG |  | BFC | 2018-09-30 11:00 | BFC | 2018-09-30 11:00 | High |  | {E5BB593A-410B-43D7-AE6C-9F0ECD75E01B} |  |  | SDE | 2021-10-31 02:09 | Dunedin 58
678 | 309939 | DOMESTIC | Water Meter | ACTIVE | PENDING | 359.93 |  | 20 |  | 620 | Senus | 2017-11-29 11:00 | RM160562 | QUEENTWN | PPG |  | BFC | 2018-09-30 11:00 | BFC | 2018-09-30 11:00 | High |  | {AF468ADF-04D2-4FF8-A372-456DB2FF1A49} |  |  | SDE | 2021-10-31 02:09 | Dunedin 58
679 | 309940 | DOMESTIC | Water Meter | ACTIVE | PENDING | 359.93 |  | 20 |  | 620 | Senus | 2017-11-29 11:00 | RM160562 | QUEENTWN | PPG |  | BFC | 2018-09-30 11:00 | BFC | 2018-09-30 11:00 | High |  | {2BF66130-9CEF-4C03-AA1F-1F39CEE10933} |  |  | SDE | 2021-10-31 02:09 | Dunedin 58
680 | 309941 | DOMESTIC | Water Meter | ACTIVE | PENDING | 359.66 |  | 20 |  | 620 | Senus | 2017-11-29 11:00 | RM160562 | QUEENTWN | PPG |  | BFC | 2018-09-30 11:00 | BFC | 2018-09-30 11:00 | High |  | {E058C121-DC44-4D78-ADC7-F886DC7BFA66} |  |  | SDE | 2021-10-31 02:09 | Dunedin 58
681 | 309942 | DOMESTIC | Water Meter | ACTIVE | PENDING | 359.66 |  | 20 |  | 620 | Senus | 2017-11-29 11:00 | RM160562 | QUEENTWN | PPG |  | BFC | 2018-09-30 11:00 | BFC | 2018-09-30 11:00 | High |  | {E70EFECA-A1F3-4CC5-A07C-839F817FCB87} |  |  | SDE | 2021-10-31 02:09 | Dunedin 58
682 | 309943 | DOMESTIC | Water Meter | ACTIVE | PENDING | 358.55 |  | 20 |  | 620 | Senus | 2017-11-29 11:00 | RM160562 | QUEENTWN | PPG |  | BFC | 2018-09-30 11:00 | BFC | 2018-09-30 11:00 | High |  | {0EDC6DC5-C6CD-4560-AAB6-EC9C7FB9CF74} |  |  | SDE | 2021-10-31 02:09 | Dunedin 58
683 | 309944 | DOMESTIC | Water Meter | ACTIVE | PENDING | 358.55 |  | 20 |  | 620 | Senus | 2017-11-29 11:00 | RM160562 | QUEENTWN | PPG |  | BFC | 2018-09-30 11:00 | BFC | 2018-09-30 11:00 | High |  | {4A233052-5E1A-48BF-971E-9D3129677A74} |  |  | SDE | 2021-10-31 02:09 | Dunedin 58
684 | 309945 | DOMESTIC | Water Meter | ACTIVE | PENDING | 358.11 |  | 20 |  | 620 | Senus | 2017-11-29 11:00 | RM160562 | QUEENTWN | PPG |  | BFC | 2018-09-30 11:00 | BFC | 2018-09-30 11:00 | High |  | {9661CB06-899B-4F40-B097-2564E31DCC96} |  |  | SDE | 2021-10-31 02:09 | Dunedin 58
685 | 309946 | DOMESTIC | Water Meter | ACTIVE | PENDING | 358.07 |  | 20 |  | 620 | Senus | 2017-11-29 11:00 | RM160562 | QUEENTWN | PPG |  | BFC | 2018-09-30 11:00 | BFC | 2018-09-30 11:00 | High |  | {2BE13C81-A254-475B-AF62-6811089571DC} |  |  | SDE | 2021-10-31 02:09 | Dunedin 58
686 | 309947 | DOMESTIC | Water Meter | ACTIVE | PENDING | 357.28 |  | 20 |  | 620 | Senus | 2017-11-29 11:00 | RM160562 | QUEENTWN | PPG |  | BFC | 2018-09-30 11:00 | BFC | 2018-09-30 11:00 | High |  | {8C56A7A1-9587-4E51-A015-F29D0820AB1B} |  |  | SDE | 2021-10-31 02:09 | Dunedin 58
687 | 309948 | DOMESTIC | Water Meter | ACTIVE | PENDING | 357.27 |  | 20 |  | 620 | Senus | 2017-11-29 11:00 | RM160562 | QUEENTWN | PPG |  | BFC | 2018-09-30 11:00 | BFC | 2018-09-30 11:00 | High |  | {7CA403CC-D764-48BB-A2F7-4835971691AB} |  |  | SDE | 2021-10-31 02:09 | Dunedin 58
688 | 309949 | DOMESTIC | Water Meter | ACTIVE | PENDING | 356.57 |  | 20 |  | 620 | Senus | 2017-11-29 11:00 | RM160562 | QUEENTWN | PPG |  | BFC | 2018-09-30 11:00 | BFC | 2018-09-30 11:00 | High |  | {676EDDC9-0767-4626-B530-7AF5F3C4150A} |  |  | SDE | 2021-10-31 02:09 | Dunedin 58
689 | 309950 | DOMESTIC | Water Meter | ACTIVE | PENDING | 356.56 |  | 20 |  | 620 | Senus | 2017-11-29 11:00 | RM160562 | QUEENTWN | PPG |  | BFC | 2018-09-30 11:00 | BFC | 2018-09-30 11:00 | High |  | {BC859239-509D-4105-8D7D-F3179A85BF76} |  |  | SDE | 2021-10-31 02:09 | Dunedin 58
690 | 309951 | DOMESTIC | Water Meter | ACTIVE | PENDING | 355.71 |  | 20 |  | 620 | Senus | 2017-11-29 11:00 | RM160562 | QUEENTWN | PPG |  | BFC | 2018-09-30 11:00 | BFC | 2018-09-30 11:00 | High |  | {EA356A60-BE6B-4D23-B6C1-97896DAD6107} |  |  | SDE | 2021-10-31 02:09 | Dunedin 58
691 | 309952 | DOMESTIC | Water Meter | ACTIVE | PENDING | 355.72 |  | 20 |  | 620 | Senus | 2017-11-29 11:00 | RM160562 | QUEENTWN | PPG |  | BFC | 2018-09-30 11:00 | BFC | 2018-09-30 11:00 | High |  | {367ACC7A-1334-4D70-B2D7-0A3D44748BE9} |  |  | SDE | 2021-10-31 02:09 | Dunedin 58
692 | 309953 | DOMESTIC | Water Meter | ACTIVE | PENDING | 355.5 |  | 20 |  | 620 | Senus | 2017-11-29 11:00 | RM160562 | QUEENTWN | PPG |  | BFC | 2018-09-30 11:00 | BFC | 2018-09-30 11:00 | High |  | {8C1ADC6C-499E-4B8D-989D-E537EDA0780F} |  |  | SDE | 2021-10-31 02:09 | Dunedin 58
693 | 309954 | DOMESTIC | Water Meter | ACTIVE | PENDING | 355.51 |  | 20 |  | 620 | Senus | 2017-11-29 11:00 | RM160562 | QUEENTWN | PPG |  | BFC | 2018-09-30 11:00 | BFC | 2018-09-30 11:00 | High |  | {726EFCA5-86CB-46D5-BC1F-423804B90D35} |  |  | SDE | 2021-10-31 02:09 | Dunedin 58
694 | 309955 | DOMESTIC | Water Meter | ACTIVE | PENDING | 355.62 |  | 20 |  | 620 | Senus | 2017-11-29 11:00 | RM160562 | QUEENTWN | PPG |  | BFC | 2018-09-30 11:00 | BFC | 2018-09-30 11:00 | High |  | {64236477-3A09-46D8-B9C8-9C4FC5405E61} |  |  | SDE | 2021-10-31 02:09 | Dunedin 58
695 | 309956 | DOMESTIC | Water Meter | ACTIVE | PENDING | 355.63 |  | 20 |  | 620 | Senus | 2017-11-29 11:00 | RM160562 | QUEENTWN | PPG |  | BFC | 2018-09-30 11:00 | BFC | 2018-09-30 11:00 | High |  | {A30FC5C3-AC3F-4BEF-997B-BD9D5A799314} |  |  | SDE | 2021-10-31 02:09 | Dunedin 58
696 | 309957 | DOMESTIC | Water Meter | ACTIVE | PENDING | 355.99 |  | 20 |  | 620 | Senus | 2017-11-29 11:00 | RM160562 | QUEENTWN | PPG |  | BFC | 2018-09-30 11:00 | BFC | 2018-09-30 11:00 | High |  | {6B11D13E-F874-4885-8E04-6BB0F486790E} |  |  | SDE | 2021-10-31 02:09 | Dunedin 58
697 | 309958 | DOMESTIC | Water Meter | ACTIVE | PENDING | 356.12 |  | 20 |  | 620 | Senus | 2017-11-29 11:00 | RM160562 | QUEENTWN | PPG |  | BFC | 2018-09-30 11:00 | BFC | 2018-09-30 11:00 | High |  | {0F5A862E-28DC-4F68-83E7-9480ACD6E6E8} |  |  | SDE | 2021-10-31 02:09 | Dunedin 58
698 | 309959 | DOMESTIC | Water Meter | ACTIVE | PENDING | 356.12 |  | 20 |  | 620 | Senus | 2017-11-29 11:00 | RM160562 | QUEENTWN | PPG |  | BFC | 2018-09-30 11:00 | BFC | 2018-09-30 11:00 | High |  | {7B25E445-6A99-43EE-95A1-B04809D437AE} |  |  | SDE | 2021-10-31 02:09 | Dunedin 58
699 | 309960 | DOMESTIC | Water Meter | ACTIVE | PENDING | 356.28 |  | 20 |  | 620 | Senus | 2017-11-29 11:00 | RM160562 | QUEENTWN | PPG |  | BFC | 2018-09-30 11:00 | BFC | 2018-09-30 11:00 | High |  | {49E264A4-CD92-409C-B61C-E327ED15ADFE} |  |  | SDE | 2021-10-31 02:09 | Dunedin 58
700 | 309961 | DOMESTIC | Water Meter | ACTIVE | PENDING | 356.25 |  | 20 |  | 620 | Senus | 2017-11-29 11:00 | RM160562 | QUEENTWN | PPG |  | BFC | 2018-09-30 11:00 | BFC | 2018-09-30 11:00 | High |  | {8BB0FF16-1C5F-4305-9777-8CD1BBC7296D} |  |  | SDE | 2021-10-31 02:09 | Dunedin 58
701 | 309962 | DOMESTIC | Water Meter | ACTIVE | PENDING | 356.41 |  | 20 |  | 620 | Senus | 2017-11-29 11:00 | RM160562 | QUEENTWN | PPG |  | BFC | 2018-09-30 11:00 | BFC | 2018-09-30 11:00 | High |  | {DDB476DF-D37B-4A64-9748-AFEAD9D16764} |  |  | SDE | 2021-10-31 02:09 | Dunedin 58
702 | 309963 | DOMESTIC | Water Meter | ACTIVE | PENDING | 356.43 |  | 20 |  | 620 | Senus | 2017-11-29 11:00 | RM160562 | QUEENTWN | PPG |  | BFC | 2018-09-30 11:00 | BFC | 2018-09-30 11:00 | High |  | {D4907935-9E9C-4393-95B2-0AA6BA633BD2} |  |  | SDE | 2021-10-31 02:09 | Dunedin 58
703 | 309964 | DOMESTIC | Water Meter | ACTIVE | PENDING | 357.12 |  | 20 |  | 620 | Senus | 2017-11-29 11:00 | RM160562 | QUEENTWN | PPG |  | BFC | 2018-09-30 11:00 | BFC | 2018-09-30 11:00 | High |  | {2EC39A43-8501-4404-9F40-EEFE8DF64849} |  |  | SDE | 2021-10-31 02:09 | Dunedin 58
704 | 309965 | DOMESTIC | Water Meter | ACTIVE | PENDING | 357.14 |  | 20 |  | 620 | Senus | 2017-11-29 11:00 | RM160562 | QUEENTWN | PPG |  | BFC | 2018-09-30 11:00 | BFC | 2018-09-30 11:00 | High |  | {BBDAC61F-285F-4872-9FD5-895811C87C2B} |  |  | SDE | 2021-10-31 02:09 | Dunedin 58
705 | 309966 | DOMESTIC | Water Meter | ACTIVE | PENDING | 357.72 |  | 20 |  | 620 | Senus | 2017-11-29 11:00 | RM160562 | QUEENTWN | PPG |  | BFC | 2018-09-30 11:00 | BFC | 2018-09-30 11:00 | High |  | {D4259946-2FDE-43D7-8A06-E398D28D5690} |  |  | SDE | 2021-10-31 02:09 | Dunedin 58
706 | 309967 | DOMESTIC | Water Meter | ACTIVE | PENDING | 357.71 |  | 20 |  | 620 | Senus | 2017-11-29 11:00 | RM160562 | QUEENTWN | PPG |  | BFC | 2018-09-30 11:00 | BFC | 2018-09-30 11:00 | High |  | {EA11F8D0-9E4C-441E-9FDB-30115495EAAE} |  |  | SDE | 2021-10-31 02:09 | Dunedin 58
707 | 309968 | DOMESTIC | Water Meter | ACTIVE | PENDING | 357.74 |  | 20 |  | 620 | Senus | 2017-11-29 11:00 | RM160562 | QUEENTWN | PPG |  | BFC | 2018-09-30 11:00 | BFC | 2018-09-30 11:00 | High |  | {80FA294F-21D7-49AB-904D-00661F76352A} |  |  | SDE | 2021-10-31 02:09 | Dunedin 58
708 | 309969 | DOMESTIC | Water Meter | ACTIVE | PENDING | 357.76 |  | 20 |  | 620 | Senus | 2017-11-29 11:00 | RM160562 | QUEENTWN | PPG |  | BFC | 2018-09-30 11:00 | BFC | 2018-09-30 11:00 | High |  | {652E4B2E-5DC6-4F73-8947-6DED90A47637} |  |  | SDE | 2021-10-31 02:09 | Dunedin 58
709 | 309970 | DOMESTIC | Water Meter | ACTIVE | PENDING | 356.19 |  | 20 |  | 620 | Senus | 2017-11-29 11:00 | RM160562 | QUEENTWN | PPG |  | BFC | 2018-09-30 11:00 | BFC | 2018-09-30 11:00 | High |  | {ADF4EAF9-C89F-402F-94A9-2053CA64B87E} |  |  | SDE | 2021-10-31 02:09 | Dunedin 58
710 | 309971 | DOMESTIC | Water Meter | ACTIVE | PENDING | 356.18 |  | 20 |  | 620 | Senus | 2017-11-29 11:00 | RM160562 | QUEENTWN | PPG |  | BFC | 2018-09-30 11:00 | BFC | 2018-09-30 11:00 | High |  | {C9CD0844-07A9-4517-B2FF-330381E232CC} |  |  | SDE | 2021-10-31 02:09 | Dunedin 58
711 | 309972 | DOMESTIC | Water Meter | ACTIVE | PENDING | 356.12 |  | 20 |  | 620 | Senus | 2017-11-29 11:00 | RM160562 | QUEENTWN | PPG |  | BFC | 2018-09-30 11:00 | BFC | 2018-09-30 11:00 | High |  | {206F2487-D6A1-4868-BC4C-D2FBE9A66AB5} |  |  | SDE | 2021-10-31 02:09 | Dunedin 58
712 | 309973 | DOMESTIC | Water Meter | ACTIVE | PENDING | 356.1 |  | 20 |  | 620 | Senus | 2017-11-29 11:00 | RM160562 | QUEENTWN | PPG |  | BFC | 2018-09-30 11:00 | BFC | 2018-09-30 11:00 | High |  | {D5A89EDF-CAB5-4D05-8B54-6E7E8721731A} |  |  | SDE | 2021-10-31 02:09 | Dunedin 58
713 | 309974 | DOMESTIC | Water Meter | ACTIVE | PENDING | 355.95 |  | 20 |  | 620 | Senus | 2017-11-29 11:00 | RM160562 | QUEENTWN | PPG |  | BFC | 2018-09-30 11:00 | BFC | 2018-09-30 11:00 | High |  | {252C917E-3F20-4F3A-8555-23DE0CF4404B} |  |  | SDE | 2021-10-31 02:09 | Dunedin 58
714 | 309975 | DOMESTIC | Water Meter | ACTIVE | PENDING | 355.96 |  | 20 |  | 620 | Senus | 2017-11-29 11:00 | RM160562 | QUEENTWN | PPG |  | BFC | 2018-09-30 11:00 | BFC | 2018-09-30 11:00 | High |  | {0B9DF577-C4A2-4D09-9626-D3151E93A658} |  |  | SDE | 2021-10-31 02:09 | Dunedin 58
715 | 309976 | DOMESTIC | Water Meter | ACTIVE | PENDING | 355.82 |  | 20 |  | 620 | Senus | 2017-11-29 11:00 | RM160562 | QUEENTWN | PPG |  | BFC | 2018-09-30 11:00 | BFC | 2018-09-30 11:00 | High |  | {B2DAF968-6245-4610-A437-D2E5F9E61D7B} |  |  | SDE | 2021-10-31 02:09 | Dunedin 58
716 | 309977 | DOMESTIC | Water Meter | ACTIVE | PENDING | 355.6 |  | 20 |  | 620 | Senus | 2017-11-29 11:00 | RM160562 | QUEENTWN | PPG |  | BFC | 2018-09-30 11:00 | BFC | 2018-09-30 11:00 | High |  | {8BB37EF2-4FC2-4D5D-84E1-61E2FF737E0C} |  |  | SDE | 2021-10-31 02:09 | Dunedin 58
717 | 309978 | DOMESTIC | Water Meter | ACTIVE | PENDING | 355.59 |  | 20 |  | 620 | Senus | 2017-11-29 11:00 | RM160562 | QUEENTWN | PPG |  | BFC | 2018-09-30 11:00 | BFC | 2018-09-30 11:00 | High |  | {8836D508-6853-41BD-A635-B6D2A38607B8} |  |  | SDE | 2021-10-31 02:09 | Dunedin 58
718 | 309979 | DOMESTIC | Water Meter | ACTIVE | PENDING | 355.17 |  | 20 |  | 620 | Senus | 2017-11-29 11:00 | RM160562 | QUEENTWN | PPG |  | BFC | 2018-09-30 11:00 | BFC | 2018-09-30 11:00 | High |  | {3FAB61DE-87AB-4143-AB8E-2F90897ED8A4} |  |  | SDE | 2021-10-31 02:09 | Dunedin 58
719 | 309980 | DOMESTIC | Water Meter | ACTIVE | PENDING | 355.17 |  | 20 |  | 620 | Senus | 2017-11-29 11:00 | RM160562 | QUEENTWN | PPG |  | BFC | 2018-09-30 11:00 | BFC | 2018-09-30 11:00 | High |  | {41F36496-7A13-49B9-9B5E-B30C9E5AC01F} |  |  | SDE | 2021-10-31 02:09 | Dunedin 58
720 | 309981 | DOMESTIC | Water Meter | ACTIVE | PENDING | 354.13 |  | 20 |  | 620 | Senus | 2017-11-29 11:00 | RM160562 | QUEENTWN | PPG |  | BFC | 2018-09-30 11:00 | BFC | 2018-09-30 11:00 | High |  | {1E04FCCD-6D54-4017-9C8A-B79B03667EBD} |  |  | SDE | 2021-10-31 02:09 | Dunedin 58
721 | 309982 | DOMESTIC | Water Meter | ACTIVE | PENDING | 354.14 |  | 20 |  | 620 | Senus | 2017-11-29 11:00 | RM160562 | QUEENTWN | PPG |  | BFC | 2018-09-30 11:00 | BFC | 2018-09-30 11:00 | High |  | {BEE7EE3D-B5DE-43E7-8179-E9DE860CE5E3} |  |  | SDE | 2021-10-31 02:09 | Dunedin 58
722 | 309983 | DOMESTIC | Water Meter | ACTIVE | PENDING | 353.08 |  | 20 |  | 620 | Senus | 2017-11-29 11:00 | RM160562 | QUEENTWN | PPG |  | BFC | 2018-09-30 11:00 | BFC | 2018-09-30 11:00 | High |  | {F2F9E1DD-CE03-4A71-8F81-52F6A5F95781} |  |  | SDE | 2021-10-31 02:09 | Dunedin 58
723 | 309984 | DOMESTIC | Water Meter | ACTIVE | PENDING | 353.05 |  | 20 |  | 620 | Senus | 2017-11-29 11:00 | RM160562 | QUEENTWN | PPG |  | BFC | 2018-09-30 11:00 | BFC | 2018-09-30 11:00 | High |  | {F1200AD7-3785-4E1A-98A4-8417385DA244} |  |  | SDE | 2021-10-31 02:09 | Dunedin 58
724 | 309985 | DOMESTIC | Water Meter | ACTIVE | PENDING | 351.92 |  | 20 |  | 620 | Senus | 2017-11-29 11:00 | RM160562 | QUEENTWN | PPG |  | BFC | 2018-09-30 11:00 | BFC | 2018-09-30 11:00 | High |  | {F30BB471-3A02-41B0-BA4D-1D0DB12BFC09} |  |  | SDE | 2021-10-31 02:09 | Dunedin 58
725 | 309986 | DOMESTIC | Water Meter | ACTIVE | PENDING | 352.52 |  | 20 |  | 620 | Senus | 2017-11-29 11:00 | RM160562 | QUEENTWN | PPG |  | BFC | 2018-09-30 11:00 | BFC | 2018-09-30 11:00 | High |  | {55FD5007-B34E-42B4-BBBD-6688C278674C} |  |  | SDE | 2021-10-31 02:09 | Dunedin 58
726 | 309987 | DOMESTIC | Water Meter | ACTIVE | PENDING | 352.52 |  | 20 |  | 620 | Senus | 2017-11-29 11:00 | RM160562 | QUEENTWN | PPG |  | BFC | 2018-09-30 11:00 | BFC | 2018-09-30 11:00 | High |  | {D1708C24-169D-482B-B896-D6E5CBF0EC7B} |  |  | SDE | 2021-10-31 02:09 | Dunedin 58
727 | 309988 | DOMESTIC | Water Meter | ACTIVE | PENDING | 353.71 |  | 20 |  | 620 | Senus | 2017-11-29 11:00 | RM160562 | QUEENTWN | PPG |  | BFC | 2018-09-30 11:00 | BFC | 2018-09-30 11:00 | High |  | {A105D111-DCC0-471C-A35D-0B72CC4E36BC} |  |  | SDE | 2021-10-31 02:09 | Dunedin 58
728 | 309989 | DOMESTIC | Water Meter | ACTIVE | PENDING | 353.72 |  | 20 |  | 620 | Senus | 2017-11-29 11:00 | RM160562 | QUEENTWN | PPG |  | BFC | 2018-09-30 11:00 | BFC | 2018-09-30 11:00 | High |  | {7985EE27-9E95-41EC-998A-3E66FA88BCCC} |  |  | SDE | 2021-10-31 02:09 | Dunedin 58
729 | 309990 | DOMESTIC | Water Meter | ACTIVE | PENDING | 353.59 |  | 20 |  | 620 | Senus | 2017-11-29 11:00 | RM160562 | QUEENTWN | PPG |  | BFC | 2018-09-30 11:00 | BFC | 2018-09-30 11:00 | High |  | {C46B1F7D-5AC8-49DE-A475-BFF9E33228C0} |  |  | SDE | 2021-10-31 02:09 | Dunedin 58
730 | 309991 | DOMESTIC | Water Meter | ACTIVE | PENDING | 353.59 |  | 20 |  | 620 | Senus | 2017-11-29 11:00 | RM160562 | QUEENTWN | PPG |  | BFC | 2018-09-30 11:00 | BFC | 2018-09-30 11:00 | High |  | {057ACE76-3EC1-416D-9342-86F639795CF4} |  |  | SDE | 2021-10-31 02:09 | Dunedin 58
731 | 309992 | DOMESTIC | Water Meter | ACTIVE | PENDING | 353.43 |  | 20 |  | 620 | Senus | 2017-11-29 11:00 | RM160562 | QUEENTWN | PPG |  | BFC | 2018-09-30 11:00 | BFC | 2018-09-30 11:00 | High |  | {7DA6DC48-3884-40CE-BC22-26E632A9A4B0} |  |  | SDE | 2021-10-31 02:09 | Dunedin 58
732 | 309993 | DOMESTIC | Water Meter | ACTIVE | PENDING | 353.42 |  | 20 |  | 620 | Senus | 2017-11-29 11:00 | RM160562 | QUEENTWN | PPG |  | BFC | 2018-09-30 11:00 | BFC | 2018-09-30 11:00 | High |  | {5BECAC31-C20C-48CB-81C3-AFFD0F58D1CC} |  |  | SDE | 2021-10-31 02:09 | Dunedin 58
733 | 309994 | DOMESTIC | Water Meter | ACTIVE | PENDING | 353.25 |  | 20 |  | 620 | Senus | 2017-11-29 11:00 | RM160562 | QUEENTWN | PPG |  | BFC | 2018-09-30 11:00 | BFC | 2018-09-30 11:00 | High |  | {5DB933FE-9C9D-4839-80CB-340A830CF556} |  |  | SDE | 2021-10-31 02:09 | Dunedin 58
734 | 309995 | DOMESTIC | Water Meter | ACTIVE | PENDING | 353.26 |  | 20 |  | 620 | Senus | 2017-11-29 11:00 | RM160562 | QUEENTWN | PPG |  | BFC | 2018-09-30 11:00 | BFC | 2018-09-30 11:00 | High |  | {D434A823-13A5-43CD-95D2-7F15DFEA289B} |  |  | SDE | 2021-10-31 02:09 | Dunedin 58
735 | 309996 | DOMESTIC | Water Meter | ACTIVE | PENDING | 353.07 |  | 20 |  | 620 | Senus | 2017-11-29 11:00 | RM160562 | QUEENTWN | PPG |  | BFC | 2018-09-30 11:00 | BFC | 2018-09-30 11:00 | High |  | {84CE91A3-58F0-46A9-8A34-BF4CD04637F1} |  |  | SDE | 2021-10-31 02:09 | Dunedin 58
736 | 309997 | DOMESTIC | Water Meter | ACTIVE | PENDING | 353.09 |  | 20 |  | 620 | Senus | 2017-11-29 11:00 | RM160562 | QUEENTWN | PPG |  | BFC | 2018-09-30 11:00 | BFC | 2018-09-30 11:00 | High |  | {69957E0F-13B0-44C3-B5CF-F92BFDEDB9FB} |  |  | SDE | 2021-10-31 02:09 | Dunedin 58
737 | 309998 | DOMESTIC | Water Meter | ACTIVE | PENDING | 353.07 |  | 20 |  | 620 | Senus | 2017-11-29 11:00 | RM160562 | QUEENTWN | PPG |  | BFC | 2018-09-30 11:00 | BFC | 2018-09-30 11:00 | High |  | {9C1B6CA6-1628-4569-9F2A-B19AF730DDEE} |  |  | SDE | 2021-10-31 02:09 | Dunedin 58
738 | 309999 | DOMESTIC | Water Meter | ACTIVE | PENDING | 353.07 |  | 20 |  | 620 | Senus | 2017-11-29 11:00 | RM160562 | QUEENTWN | PPG |  | BFC | 2018-09-30 11:00 | BFC | 2018-09-30 11:00 | High |  | {B10F3490-1EC7-4CB4-A0D9-77E3968A31F5} |  |  | SDE | 2021-10-31 02:09 | Dunedin 58
739 | 310000 | DOMESTIC | Water Meter | ACTIVE | PENDING | 353.25 |  | 20 |  | 620 | Senus | 2017-11-29 11:00 | RM160562 | QUEENTWN | PPG |  | BFC | 2018-09-30 11:00 | BFC | 2018-09-30 11:00 | High |  | {ED29465D-2583-4719-A457-73CD93D9DE11} |  |  | SDE | 2021-10-31 02:09 | Dunedin 58
740 | 310001 | DOMESTIC | Water Meter | ACTIVE | PENDING | 353.24 |  | 20 |  | 620 | Senus | 2017-11-29 11:00 | RM160562 | QUEENTWN | PPG |  | BFC | 2018-09-30 11:00 | BFC | 2018-09-30 11:00 | High |  | {CDB39200-22B5-4E52-9EEB-0B5627A6F360} |  |  | SDE | 2021-10-31 02:09 | Dunedin 58
741 | 310002 | DOMESTIC | Water Meter | ACTIVE | PENDING | 353.4 |  | 20 |  | 620 | Senus | 2017-11-29 11:00 | RM160562 | QUEENTWN | PPG |  | BFC | 2018-09-30 11:00 | BFC | 2018-09-30 11:00 | High |  | {24830D52-AAD8-41AB-B253-3C1529CD5666} |  |  | SDE | 2021-10-31 02:09 | Dunedin 58
742 | 310003 | DOMESTIC | Water Meter | ACTIVE | PENDING | 353.39 |  | 20 |  | 620 | Senus | 2017-11-29 11:00 | RM160562 | QUEENTWN | PPG |  | BFC | 2018-09-30 11:00 | BFC | 2018-09-30 11:00 | High |  | {A0E0FD21-CF29-4BE6-9DAC-5FC08005B017} |  |  | SDE | 2021-10-31 02:09 | Dunedin 58
743 | 310004 | DOMESTIC | Water Meter | ACTIVE | PENDING | 353.55 |  | 20 |  | 620 | Senus | 2017-11-29 11:00 | RM160562 | QUEENTWN | PPG |  | BFC | 2018-09-30 11:00 | BFC | 2018-09-30 11:00 | High |  | {73ACC7EE-ED75-4107-909F-4B57BDC36035} |  |  | SDE | 2021-10-31 02:09 | Dunedin 58
744 | 310005 | DOMESTIC | Water Meter | ACTIVE | PENDING | 353.53 |  | 20 |  | 620 | Senus | 2017-11-29 11:00 | RM160562 | QUEENTWN | PPG |  | BFC | 2018-09-30 11:00 | BFC | 2018-09-30 11:00 | High |  | {A53DBB36-DA2D-4426-97BC-88B1BF9D5E30} |  |  | SDE | 2021-10-31 02:09 | Dunedin 58
745 | 310006 | DOMESTIC | Water Meter | ACTIVE | PENDING | 365.15 |  | 20 |  | 620 | Senus | 2017-11-29 11:00 | RM160562 | QUEENTWN | PPG |  | BFC | 2018-09-30 11:00 | BFC | 2018-09-30 11:00 | High |  | {BCB160FC-40CC-4046-B5C8-6944C619E043} |  |  | SDE | 2021-10-31 02:09 | Dunedin 58
746 | 310007 | DOMESTIC | Water Meter | ACTIVE | PENDING | 364.89 |  | 20 |  | 620 | Senus | 2017-11-29 11:00 | RM160562 | QUEENTWN | PPG |  | BFC | 2018-09-30 11:00 | BFC | 2018-09-30 11:00 | High |  | {98E7A89F-2FFE-4A45-A4AE-3B6564B6A39C} |  |  | SDE | 2021-10-31 02:09 | Dunedin 58
747 | 310008 | DOMESTIC | Water Meter | ACTIVE | PENDING | 364.89 |  | 20 |  | 620 | Senus | 2017-11-29 11:00 | RM160562 | QUEENTWN | PPG |  | BFC | 2018-09-30 11:00 | BFC | 2018-09-30 11:00 | High |  | {E37CC097-12E9-44B9-98DA-59A8AEFE59AA} |  |  | SDE | 2021-10-31 02:09 | Dunedin 58
748 | 310009 | DOMESTIC | Water Meter | ACTIVE | PENDING | 363.57 |  | 20 |  | 620 | Senus | 2017-11-29 11:00 | RM160562 | QUEENTWN | PPG |  | BFC | 2018-09-30 11:00 | BFC | 2018-09-30 11:00 | High |  | {5A2BA37F-0F1E-4420-9304-C4AC70B98A47} |  |  | SDE | 2021-10-31 02:09 | Dunedin 58
749 | 310010 | DOMESTIC | Water Meter | ACTIVE | PENDING | 363.56 |  | 20 |  | 620 | Senus | 2017-11-29 11:00 | RM160562 | QUEENTWN | PPG |  | BFC | 2018-09-30 11:00 | BFC | 2018-09-30 11:00 | High |  | {B6A122C8-FB31-4107-B377-84CAAF41E1BA} |  |  | SDE | 2021-10-31 02:09 | Dunedin 58
750 | 310011 | DOMESTIC | Water Meter | ACTIVE | PENDING | 361.03 |  | 20 |  | 620 | Senus | 2017-11-29 11:00 | RM160562 | QUEENTWN | PPG |  | BFC | 2018-09-30 11:00 | BFC | 2018-09-30 11:00 | High |  | {93E09304-297B-415E-A7A6-00A11E6171DE} |  |  | SDE | 2021-10-31 02:09 | Dunedin 58
751 | 310012 | DOMESTIC | Water Meter | ACTIVE | PENDING | 361.02 |  | 20 |  | 620 | Senus | 2017-11-29 11:00 | RM160562 | QUEENTWN | PPG |  | BFC | 2018-09-30 11:00 | BFC | 2018-09-30 11:00 | High |  | {9F1C15AF-2297-40F6-BCA0-565539C85E19} |  |  | SDE | 2021-10-31 02:09 | Dunedin 58
752 | 310013 | DOMESTIC | Water Meter | ACTIVE | PENDING | 359.43 |  | 20 |  | 620 | Senus | 2017-11-29 11:00 | RM160562 | QUEENTWN | PPG |  | BFC | 2018-09-30 11:00 | BFC | 2018-09-30 11:00 | High |  | {67E4B112-F302-4F8E-A3A0-0F8228998481} |  |  | SDE | 2021-10-31 02:09 | Dunedin 58
753 | 310014 | DOMESTIC | Water Meter | ACTIVE | PENDING | 359.31 |  | 20 |  | 620 | Senus | 2017-11-29 11:00 | RM160562 | QUEENTWN | PPG |  | BFC | 2018-09-30 11:00 | BFC | 2018-09-30 11:00 | High |  | {62382515-BDAE-4327-B47F-2EAE21BDB083} |  |  | SDE | 2021-10-31 02:09 | Dunedin 58
754 | 310015 | DOMESTIC | Water Meter | ACTIVE | PENDING | 358.96 |  | 20 |  | 620 | Senus | 2017-11-29 11:00 | RM160562 | QUEENTWN | PPG |  | BFC | 2018-09-30 11:00 | BFC | 2018-09-30 11:00 | High |  | {E23492D7-9ECE-4AF6-8696-BD3B5CD8950B} |  |  | SDE | 2021-10-31 02:09 | Dunedin 58
755 | 310016 | DOMESTIC | Water Meter | ACTIVE | PENDING | 358.97 |  | 20 |  | 620 | Senus | 2017-11-29 11:00 | RM160562 | QUEENTWN | PPG |  | BFC | 2018-09-30 11:00 | BFC | 2018-09-30 11:00 | High |  | {C45548D1-CB7D-438D-9711-A8F9C20D29FE} |  |  | SDE | 2021-10-31 02:09 | Dunedin 58
756 | 310017 | DOMESTIC | Water Meter | ACTIVE | PENDING | 358.09 |  | 20 |  | 620 | Senus | 2017-11-29 11:00 | RM160562 | QUEENTWN | PPG |  | BFC | 2018-09-30 11:00 | BFC | 2018-09-30 11:00 | High |  | {8091B9CA-2C93-4A73-A797-AA16B205B28D} |  |  | SDE | 2021-10-31 02:09 | Dunedin 58
757 | 310018 | DOMESTIC | Water Meter | ACTIVE | PENDING | 358.05 |  | 20 |  | 620 | Senus | 2017-11-29 11:00 | RM160562 | QUEENTWN | PPG |  | BFC | 2018-09-30 11:00 | BFC | 2018-09-30 11:00 | High |  | {55F50BB1-5D38-4EE7-ACCB-FE52DDA9B13A} |  |  | SDE | 2021-10-31 02:09 | Dunedin 58
758 | 310019 | DOMESTIC | Water Meter | ACTIVE | PENDING | 357.06 |  | 20 |  | 620 | Senus | 2017-11-29 11:00 | RM160562 | QUEENTWN | PPG |  | BFC | 2018-09-30 11:00 | BFC | 2018-09-30 11:00 | High |  | {59C1ECEA-9B25-46D9-8A5C-0D5E0646F41A} |  |  | SDE | 2021-10-31 02:09 | Dunedin 58
759 | 310020 | DOMESTIC | Water Meter | ACTIVE | PENDING | 357.06 |  | 20 |  | 620 | Senus | 2017-11-29 11:00 | RM160562 | QUEENTWN | PPG |  | BFC | 2018-09-30 11:00 | BFC | 2018-09-30 11:00 | High |  | {20EED876-EDA2-4A72-A5EE-4FC7A22D3607} |  |  | SDE | 2021-10-31 02:09 | Dunedin 58
760 | 310021 | DOMESTIC | Water Meter | ACTIVE | PENDING | 356.52 |  | 20 |  | 620 | Senus | 2017-11-29 11:00 | RM160562 | QUEENTWN | PPG |  | BFC | 2018-09-30 11:00 | BFC | 2018-09-30 11:00 | High |  | {57E2BAFE-3E14-4DBB-8BAC-18EE31985ABC} |  |  | SDE | 2021-10-31 02:09 | Dunedin 58
761 | 310022 | DOMESTIC | Water Meter | ACTIVE | PENDING | 356.53 |  | 20 |  | 620 | Senus | 2017-11-29 11:00 | RM160562 | QUEENTWN | PPG |  | BFC | 2018-09-30 11:00 | BFC | 2018-09-30 11:00 | High |  | {14228EF8-6DE5-4E7B-87CE-17C776D98CFD} |  |  | SDE | 2021-10-31 02:09 | Dunedin 58
762 | 310023 | DOMESTIC | Water Meter | ACTIVE | PENDING | 356.31 |  | 20 |  | 620 | Senus | 2017-11-29 11:00 | RM160562 | QUEENTWN | PPG |  | BFC | 2018-09-30 11:00 | BFC | 2018-09-30 11:00 | High |  | {236594F5-D323-4DCB-9C23-0270641B939F} |  |  | SDE | 2021-10-31 02:09 | Dunedin 58
763 | 310024 | DOMESTIC | Water Meter | ACTIVE | PENDING | 356.49 |  | 20 |  | 620 | Senus | 2017-11-29 11:00 | RM160562 | QUEENTWN | PPG |  | BFC | 2018-09-30 11:00 | BFC | 2018-09-30 11:00 | High |  | {7A33DEDF-DC92-4E73-8F13-0B6F1FBD04A7} |  |  | SDE | 2021-10-31 02:09 | Dunedin 58
764 | 310025 | DOMESTIC | Water Meter | ACTIVE | PENDING | 356.49 |  | 20 |  | 620 | Senus | 2017-11-29 11:00 | RM160562 | QUEENTWN | PPG |  | BFC | 2018-09-30 11:00 | BFC | 2018-09-30 11:00 | High |  | {3628E8D7-3846-4E2C-AA57-31918F38824E} |  |  | SDE | 2021-10-31 02:09 | Dunedin 58
765 | 310026 | DOMESTIC | Water Meter | ACTIVE | PENDING | 355.44 |  | 20 |  | 620 | Senus | 2017-11-29 11:00 | RM160562 | QUEENTWN | PPG |  | BFC | 2018-09-30 11:00 | BFC | 2018-09-30 11:00 | High |  | {6E9D01FC-89A1-4289-8C92-A931F4B62830} |  |  | SDE | 2021-10-31 02:09 | Dunedin 58
766 | 310027 | DOMESTIC | Water Meter | ACTIVE | PENDING | 355.44 |  | 20 |  | 620 | Senus | 2017-11-29 11:00 | RM160562 | QUEENTWN | PPG |  | BFC | 2018-09-30 11:00 | BFC | 2018-09-30 11:00 | High |  | {E24FC2DB-19E0-4611-BEB3-7F704324AF3D} |  |  | SDE | 2021-10-31 02:09 | Dunedin 58
767 | 310028 | DOMESTIC | Water Meter | ACTIVE | PENDING | 355.1 |  | 20 |  | 620 | Senus | 2017-11-29 11:00 | RM160562 | QUEENTWN | PPG |  | BFC | 2018-09-30 11:00 | BFC | 2018-09-30 11:00 | High |  | {C575A7D4-B5AF-44F1-99C7-CCD8BAB9C925} |  |  | SDE | 2021-10-31 02:09 | Dunedin 58
768 | 310029 | DOMESTIC | Water Meter | ACTIVE | PENDING | 359.14 |  | 20 |  | 620 | Senus | 2017-11-29 11:00 | RM160562 | QUEENTWN | PPG |  | BFC | 2018-09-30 11:00 | BFC | 2018-09-30 11:00 | High |  | {2B07D4A3-0FCF-49EC-B76A-7323BD326CCC} |  |  | SDE | 2021-10-31 02:09 | Dunedin 58
769 | 310030 | DOMESTIC | Water Meter | ACTIVE | PENDING | 358.22 |  | 20 |  | 620 | Senus | 2017-11-29 11:00 | RM160562 | QUEENTWN | PPG |  | BFC | 2018-09-30 11:00 | BFC | 2018-09-30 11:00 | High |  | {AFDEC9FC-0714-4BF9-AA69-30A62210F212} |  |  | SDE | 2021-10-31 02:09 | Dunedin 58
770 | 310031 | DOMESTIC | Water Domestic Meter | ACTIVE | PENDING | 340.92 |  | 20 |  | 620M or 620MC |  | 2017-05-31 12:00 | RM170054 | QUEENTWN | Aireys |  | BFC | 2018-10-10 00:43 | BFC | 2018-10-10 00:43 | High |  | {30D4641B-AB2A-49CA-ACF9-EDB97C30FC49} |  |  | SDE | 2021-10-31 02:09 | LiDAR
771 | 310032 | DOMESTIC | Water Meter | ACTIVE | PRIVATE | 324.52 | [5 empty] | 2018-07-09 22:38 | RM161037 | WANAKA | PPG Wanaka |  | BFC | 2018-10-14 21:38 | BFC | 2018-10-14 21:38 | High |  | {328C912D-4FC6-4E88-8CA7-511A7E0A6220} |  |  | SDE | 2021-10-31 02:09 | LiDAR
772 | 310033 | DOMESTIC | Water Meter | ACTIVE | PRIVATE | 342.71 | [5 empty] | 2018-07-09 22:38 | RM161037 | WANAKA | PPG Wanaka |  | BFC | 2018-10-14 21:38 | BFC | 2018-10-14 21:38 | High |  | {167F9459-E06B-4BEF-AD25-F8E04FD78A2E} |  |  | SDE | 2021-10-31 02:09 | LiDAR
773 | 310034 | DOMESTIC | Water Meter | ACTIVE | PENDING | 437.01 | [5 empty] | 2018-09-03 23:46 | RM180789 | ARTHPT | Maven |  | BFC | 2018-10-15 22:47 | BFC | 2018-10-15 22:47 | High |  | {5ED6F210-6D4E-4E91-8F0D-2DA5CB6A426F} |  |  | SDE | 2021-10-31 02:09 | LiDAR
774 | 310035 | DOMESTIC | Water Meter | ACTIVE | PENDING | 435.97 | [5 empty] | 2018-09-03 23:46 | RM150069 | ARTHPT | Maven | EXISTING DOMESTIC METER | BFC | 2018-10-15 22:47 | BFC | 2018-10-15 22:47 | High |  | {14E052AC-ACDC-4CD2-992B-03FC7C5C39C0} |  |  | SDE | 2021-10-31 02:09 | LiDAR
775 | 310036 | DOMESTIC | Water Meter | ACTIVE | PENDING | 436.03 | [5 empty] | 2018-09-03 23:46 | RM150069 | ARTHPT | Maven | EXISTING DOMESTIC METER | BFC | 2018-10-15 22:47 | BFC | 2018-10-15 22:47 | High |  | {BA7D1CEF-62A8-4291-B988-EDF2CE341BC2} |  |  | SDE | 2021-10-31 02:09 | LiDAR
776 | 310037 | DOMESTIC | Water Meter | ACTIVE | PRIVATE |  |  | 20 |  | 620M or 620MC |  | 2017-12-31 11:00 | RM160437 | WANAKA | C Hughes |  | BFC | 2018-10-28 23:28 | BFC | 2018-10-28 23:28 | High |  | {543ADAA4-071B-47A4-8848-0E0B00620CF3} |  |  | SDE | 2021-10-31 02:09 | NULL
777 | 314346 | DOMESTIC | Water Meter | ACTIVE | QLDC | 359.44 |  | 63 |  |  |  | 2014-08-31 12:00 | RM130436 | QUEENTWN | PPG |  | BFC | 2018-11-21 00:52 | BFC | 2018-11-21 00:52 | High |  | {AFC409BA-90CE-4C30-98A5-392A10CE0ED0} |  |  | SDE | 2021-10-31 02:09 | LiDAR
778 | 314347 | FLOW | Water Flow Meter | ACTIVE | QLDC | 308.22 |  | 150 |  |  |  | 2015-07-29 12:00 | Veolia | WANAKA | PPG Wanaka |  | BFC | 2018-11-28 20:06 | BFC | 2018-11-28 20:06 | High |  | {E0C76AAD-1C77-43F7-9A5A-88DD7CC4BB90} |  |  | SDE | 2021-10-31 02:09 | Dunedin 58
779 | 314348 | DOMESTIC | Water Supply Meter | ACTIVE | QLDC | 416.77 |  | 20 |  | 620 |  | 2018-07-31 12:00 | RM180479 | ARRWTWN | ASCL | Installed for flow testing. | BFC | 2019-01-14 21:27 | BFC | 2019-01-14 21:27 | High |  | {781059C7-077F-41B0-A71C-60DD696998B0} |  |  | SDE | 2021-10-31 02:09 | LiDAR
780 | 314349 | DOMESTIC | Water Supply Meter | ACTIVE | QLDC | 419.04 |  | 20 |  | 620 |  | 2018-07-31 12:00 | RM180479 | ARRWTWN | ASCL | Installed for flow testing. | BFC | 2019-01-14 21:27 | BFC | 2019-01-14 21:27 | High |  | {580EECAD-9A77-425A-BABC-69FAB2A314B7} |  |  | SDE | 2021-10-31 02:09 | LiDAR
781 | 314350 | DOMESTIC | Water Supply Meter | ACTIVE | QLDC | 419.99 |  | 20 |  | 620 |  | 2018-07-31 12:00 | RM180479 | ARRWTWN | ASCL | Installed for flow testing. | BFC | 2019-01-14 21:27 | BFC | 2019-01-14 21:27 | High |  | {151EB8D6-4E50-432D-913A-B06100037FBA} |  |  | SDE | 2021-10-31 02:09 | LiDAR
782 | 314351 | DOMESTIC | Water Supply Meter | ACTIVE | QLDC | 419.18 |  | 20 |  | 620 |  | 2018-07-31 12:00 | RM180479 | ARRWTWN | ASCL | Installed for flow testing. | BFC | 2019-01-14 21:27 | BFC | 2019-01-14 21:27 | High |  | {D1D431D4-F21F-4224-B620-E33495F729A4} |  |  | SDE | 2021-10-31 02:09 | LiDAR
783 | 314352 | DOMESTIC | Water Supply Meter | ACTIVE | QLDC | 420.06 |  | 20 |  | 620 |  | 2018-07-31 12:00 | RM180479 | ARRWTWN | ASCL | Installed for flow testing. | BFC | 2019-01-14 21:27 | BFC | 2019-01-14 21:27 | High |  | {AC381D12-079E-49EC-B40D-8E943F050E6B} |  |  | SDE | 2021-10-31 02:09 | LiDAR
784 | 314353 | DOMESTIC | Water Supply Meter | ACTIVE | QLDC | 422.07 |  | 20 |  | 620 |  | 2018-07-31 12:00 | RM180479 | ARRWTWN | ASCL | Installed for flow testing. | BFC | 2019-01-14 21:27 | BFC | 2019-01-14 21:27 | High |  | {BD1B4050-4AD2-477F-BA92-AAF51451D82B} |  |  | SDE | 2021-10-31 02:09 | LiDAR
785 | 314354 | DOMESTIC | Water Supply Meter | ACTIVE | QLDC | 423.05 |  | 20 |  | 620 |  | 2018-07-31 12:00 | RM180479 | ARRWTWN | ASCL | Installed for flow testing. | BFC | 2019-01-14 21:27 | BFC | 2019-01-14 21:27 | High |  | {BF5B7CF4-E071-4AFF-9D19-3DDB1A62FB46} |  |  | SDE | 2021-10-31 02:09 | LiDAR
786 | 314355 | DOMESTIC | Water Supply Meter | ACTIVE | QLDC | 419.52 |  | 20 |  | 620 |  | 2018-07-31 12:00 | RM180479 | ARRWTWN | ASCL | Installed for flow testing. | BFC | 2019-01-14 21:27 | BFC | 2019-01-14 21:27 | High |  | {9F3B1C0C-2A23-41B6-91AD-A0D1F6F40BC4} |  |  | SDE | 2021-10-31 02:09 | LiDAR
787 | 314356 | DOMESTIC | Water Supply Meter | ACTIVE | QLDC | 418.96 |  | 20 |  | 620 |  | 2018-07-31 12:00 | RM180479 | ARRWTWN | ASCL | Installed for flow testing. | BFC | 2019-01-14 21:27 | BFC | 2019-01-14 21:27 | High |  | {CB93243F-7872-4C19-BF9D-FC62E0936BEF} |  |  | SDE | 2021-10-31 02:09 | LiDAR
788 | 314357 | DOMESTIC | Water Supply Meter | ACTIVE | QLDC | 418.54 |  | 20 |  | 620 |  | 2018-07-31 12:00 | RM180479 | ARRWTWN | ASCL | Installed for flow testing. | BFC | 2019-01-14 21:27 | BFC | 2019-01-14 21:27 | High |  | {2949C75A-5BD8-47A7-BDD6-F0342BEA7E74} |  |  | SDE | 2021-10-31 02:09 | LiDAR
789 | 314358 | DOMESTIC | Water Supply Meter | ACTIVE | QLDC | 420.51 |  | 20 |  | 620 |  | 2018-07-31 12:00 | RM180479 | ARRWTWN | ASCL | Installed for flow testing. | BFC | 2019-01-14 21:27 | BFC | 2019-01-14 21:27 | High |  | {4117E207-F904-4869-88E8-4E3B0F0D80FF} |  |  | SDE | 2021-10-31 02:09 | LiDAR
790 | 314359 | DOMESTIC | Water Supply Meter | ACTIVE | QLDC | 420.28 |  | 20 |  | 620 |  | 2018-07-31 12:00 | RM180479 | ARRWTWN | ASCL | Installed for flow testing. | BFC | 2019-01-14 21:27 | BFC | 2019-01-14 21:27 | High |  | {C595E546-8742-421D-B3F9-8D0B34A5BD0A} |  |  | SDE | 2021-10-31 02:09 | LiDAR
791 | 314360 | DOMESTIC | Water Supply Meter | ACTIVE | QLDC | 421.15 |  | 20 |  | 620 |  | 2018-07-31 12:00 | RM180479 | ARRWTWN | ASCL | Installed for flow testing. | BFC | 2019-01-14 21:27 | BFC | 2019-01-14 21:27 | High |  | {64064398-893B-4BA2-AE6C-8D45CCBFCEFE} |  |  | SDE | 2021-10-31 02:09 | LiDAR
792 | 315643 | FLOW | Meter | ACTIVE | QLDC | 493.35 |  | 20 |  |  |  | 2019-01-02 15:10 | 1005015912 | QUEENTWN | VEOLIA_FLD | Toby 20mm | Jordan Pedelty | 2019-01-02 15:10 | Jordan Pedelty | 2019-01-02 15:10 | Medium |  | {F57BBB38-C7A1-4E3F-BB4A-0E355F9E3066} |  |  | SDE | 2021-10-31 02:09 | LiDAR
793 | 316364 | FLOW | Meter | ACTIVE | QLDC | 353.24 | [5 empty] | 2019-01-21 13:55 | 1005042465 | QUEENTWN | VEOLIA_FLD | Toby located, not added | Jordan | 2019-01-21 13:56 | Jordan | 2019-01-21 13:56 | Medium |  | {C2F09954-6BC4-4EFD-A9E4-09EF855A7110} |  |  | SDE | 2021-10-31 02:09 | LiDAR
794 | 316365 | DOMESTIC | Meter | ACTIVE | QLDC | 419.14 |  | 15 |  |  |  | 2019-03-13 13:32 | 1005144521 | ARRWTWN | VEOLIA_FLD |  | Jordan Pedelty | 2019-03-13 13:33 | Jordan Pedelty | 2019-03-13 13:33 | Medium |  | {826A74F9-B387-4D9E-9814-0AF9B02E223A} |  |  | SDE | 2021-10-31 02:09 | LiDAR
795 | 316366 | DOMESTIC | Water Meter | ACTIVE |  | 351.68 |  | 20 |  | 620 |  | 2018-11-26 11:00 | RM161129_3C | QUEENTWN | C Latchford |  | BFC | 2019-04-07 12:00 | BFC | 2019-04-07 12:00 | High |  | {6482A430-D3BB-4101-8E58-8E51066419B6} |  |  | SDE | 2021-10-31 02:09 | Dunedin 58
796 | 316367 | DOMESTIC | Water Meter | ACTIVE |  | 351.7 |  | 20 |  | 620 |  | 2018-11-26 11:00 | RM161129_3C | QUEENTWN | C Latchford |  | BFC | 2019-04-07 12:00 | BFC | 2019-04-07 12:00 | High |  | {9FB2E994-E31F-4A71-9B5A-502AB5F7BD28} |  |  | SDE | 2021-10-31 02:09 | Dunedin 58
797 | 316368 | DOMESTIC | Water Meter | ACTIVE |  | 352.78 |  | 20 |  | 620 |  | 2018-11-26 11:00 | RM161129_3C | QUEENTWN | C Latchford |  | BFC | 2019-04-07 12:00 | BFC | 2019-04-07 12:00 | High |  | {73C9F4DD-A421-46A8-AE22-DA3CFDCE97AF} |  |  | SDE | 2021-10-31 02:09 | Dunedin 58
798 | 316369 | DOMESTIC | Water Meter | ACTIVE |  | 352.85 |  | 20 |  | 620 |  | 2018-11-26 11:00 | RM161129_3C | QUEENTWN | C Latchford |  | BFC | 2019-04-07 12:00 | BFC | 2019-04-07 12:00 | High |  | {E1E2272C-E48A-478F-BF2E-D3CBE8FB1BF0} |  |  | SDE | 2021-10-31 02:09 | Dunedin 58
799 | 316370 | DOMESTIC | Water Meter | ACTIVE |  | 353.77 |  | 20 |  | 620 |  | 2018-11-26 11:00 | RM161129_3C | QUEENTWN | C Latchford |  | BFC | 2019-04-07 12:00 | BFC | 2019-04-07 12:00 | High |  | {DF005829-96CE-4D94-A140-0516BE4282BE} |  |  | SDE | 2021-10-31 02:09 | Dunedin 58
800 | 316371 | DOMESTIC | Water Meter | ACTIVE |  | 353.82 |  | 20 |  | 620 |  | 2018-11-26 11:00 | RM161129_3C | QUEENTWN | C Latchford |  | BFC | 2019-04-07 12:00 | BFC | 2019-04-07 12:00 | High |  | {AD08C5D2-B545-443B-B79A-6C1EFD7715DC} |  |  | SDE | 2021-10-31 02:09 | Dunedin 58
801 | 316372 | DOMESTIC | Water Meter | ACTIVE |  | 354.6 |  | 20 |  | 620 |  | 2018-11-26 11:00 | RM161129_3C | QUEENTWN | C Latchford |  | BFC | 2019-04-07 12:00 | BFC | 2019-04-07 12:00 | High |  | {AF19CF08-34BC-4038-9494-B684F8DDE745} |  |  | SDE | 2021-10-31 02:09 | Dunedin 58
802 | 316373 | DOMESTIC | Water Meter | ACTIVE |  | 354.67 |  | 20 |  | 620 |  | 2018-11-26 11:00 | RM161129_3C | QUEENTWN | C Latchford |  | BFC | 2019-04-07 12:00 | BFC | 2019-04-07 12:00 | High |  | {15E30F41-580B-45F7-8D0E-E62BC7B1C687} |  |  | SDE | 2021-10-31 02:09 | Dunedin 58
803 | 316374 | DOMESTIC | Water Meter | ACTIVE |  | 355.49 |  | 20 |  | 620 |  | 2018-11-26 11:00 | RM161129_3C | QUEENTWN | C Latchford |  | BFC | 2019-04-07 12:00 | BFC | 2019-04-07 12:00 | High |  | {4805E02E-658D-44DB-9D55-EDB1721AF03B} |  |  | SDE | 2021-10-31 02:09 | Dunedin 58
804 | 316375 | DOMESTIC | Water Meter | ACTIVE |  | 355.53 |  | 20 |  | 620 |  | 2018-11-26 11:00 | RM161129_3C | QUEENTWN | C Latchford |  | BFC | 2019-04-07 12:00 | BFC | 2019-04-07 12:00 | High |  | {41731A27-E205-46A5-A658-71700D26BBFF} |  |  | SDE | 2021-10-31 02:09 | Dunedin 58
805 | 316376 | DOMESTIC | Water Meter | ACTIVE |  | 352.93 |  | 20 |  | 620 |  | 2018-11-26 11:00 | RM161129_3C | QUEENTWN | C Latchford |  | BFC | 2019-04-07 12:00 | BFC | 2019-04-07 12:00 | High |  | {E3F41062-5597-4BD7-984F-AA99C690F817} |  |  | SDE | 2021-10-31 02:09 | Dunedin 58
806 | 316377 | DOMESTIC | Water Meter | ACTIVE |  | 352.95 |  | 20 |  | 620 |  | 2018-11-26 11:00 | RM161129_3C | QUEENTWN | C Latchford |  | BFC | 2019-04-07 12:00 | BFC | 2019-04-07 12:00 | High |  | {8310B29B-5DE9-41AE-A141-7ECA0FA567C7} |  |  | SDE | 2021-10-31 02:09 | Dunedin 58
807 | 316378 | DOMESTIC | Water Meter | ACTIVE |  | 356.01 |  | 20 |  | 620 |  | 2018-11-26 11:00 | RM161129_3C | QUEENTWN | C Latchford |  | BFC | 2019-04-07 12:00 | BFC | 2019-04-07 12:00 | High |  | {F064BBF8-7A63-4ADD-A78D-386E6AE143EC} |  |  | SDE | 2021-10-31 02:09 | Dunedin 58
808 | 316379 | DOMESTIC | Water Meter | ACTIVE |  | 356.01 |  | 20 |  | 620 |  | 2018-11-26 11:00 | RM161129_3C | QUEENTWN | C Latchford |  | BFC | 2019-04-07 12:00 | BFC | 2019-04-07 12:00 | High |  | {1793FEFE-AA23-4E43-926D-A15E15E4ACB0} |  |  | SDE | 2021-10-31 02:09 | Dunedin 58
809 | 316380 | DOMESTIC | Water Meter | ACTIVE |  | 356.16 |  | 20 |  | 620 |  | 2018-11-26 11:00 | RM161129_3C | QUEENTWN | C Latchford |  | BFC | 2019-04-07 12:00 | BFC | 2019-04-07 12:00 | High |  | {BD3479F9-6E2B-4ED0-8448-FED02900EB13} |  |  | SDE | 2021-10-31 02:09 | Dunedin 58
810 | 316381 | DOMESTIC | Water Meter | ACTIVE |  | 356.16 |  | 20 |  | 620 |  | 2018-11-26 11:00 | RM161129_3C | QUEENTWN | C Latchford |  | BFC | 2019-04-07 12:00 | BFC | 2019-04-07 12:00 | High |  | {DCC1BBBC-C72D-41A9-8BD2-F8A87BF62CAA} |  |  | SDE | 2021-10-31 02:09 | Dunedin 58
811 | 316382 | DOMESTIC | Water Meter | ACTIVE |  | 354.57 |  | 20 |  | 620 |  | 2018-11-26 11:00 | RM161129_3C | QUEENTWN | C Latchford |  | BFC | 2019-04-07 12:00 | BFC | 2019-04-07 12:00 | High |  | {0E6FBCDB-3130-4E86-ABE2-3AE63BAA989C} |  |  | SDE | 2021-10-31 02:09 | Dunedin 58
812 | 316383 | DOMESTIC | Water Meter | ACTIVE |  | 354.6 |  | 20 |  | 620 |  | 2018-11-26 11:00 | RM161129_3C | QUEENTWN | C Latchford |  | BFC | 2019-04-07 12:00 | BFC | 2019-04-07 12:00 | High |  | {A07FEF81-511C-4139-A0BF-6541FFC548D0} |  |  | SDE | 2021-10-31 02:09 | Dunedin 58
813 | 316384 | DOMESTIC | Water Meter | ACTIVE |  | 355.47 |  | 20 |  | 620 |  | 2018-11-26 11:00 | RM161129_3C | QUEENTWN | C Latchford |  | BFC | 2019-04-07 12:00 | BFC | 2019-04-07 12:00 | High |  | {5547F7DD-0AD4-443E-B70B-F4240D4D29EC} |  |  | SDE | 2021-10-31 02:09 | Dunedin 58
814 | 316385 | DOMESTIC | Water Meter | ACTIVE |  | 355.48 |  | 20 |  | 620 |  | 2018-11-26 11:00 | RM161129_3C | QUEENTWN | C Latchford |  | BFC | 2019-04-07 12:00 | BFC | 2019-04-07 12:00 | High |  | {316E9759-00B8-4A18-928E-E2188B4FD38A} |  |  | SDE | 2021-10-31 02:09 | Dunedin 58
815 | 316386 | DOMESTIC | Water Meter | ACTIVE |  | 355.85 |  | 20 |  | 620 |  | 2018-11-26 11:00 | RM161129_3C | QUEENTWN | C Latchford |  | BFC | 2019-04-07 12:00 | BFC | 2019-04-07 12:00 | High |  | {B2B9DD49-4BE6-4494-A20F-96ACA92C3649} |  |  | SDE | 2021-10-31 02:09 | Dunedin 58
816 | 316387 | DOMESTIC | Water Meter | ACTIVE |  | 355.86 |  | 20 |  | 620 |  | 2018-11-26 11:00 | RM161129_3C | QUEENTWN | C Latchford |  | BFC | 2019-04-07 12:00 | BFC | 2019-04-07 12:00 | High |  | {893E4C9D-C400-400A-90AA-23EFD3EBE4B8} |  |  | SDE | 2021-10-31 02:09 | Dunedin 58
817 | 316388 | DOMESTIC | Water Meter | ACTIVE |  | 356.05 |  | 20 |  | 620 |  | 2018-11-26 11:00 | RM161129_3C | QUEENTWN | C Latchford |  | BFC | 2019-04-07 12:00 | BFC | 2019-04-07 12:00 | High |  | {EDA65616-00E5-4732-8CC8-D7DFB9C678B0} |  |  | SDE | 2021-10-31 02:09 | Dunedin 58
818 | 316389 | DOMESTIC | Water Meter | ACTIVE |  | 356.05 |  | 20 |  | 620 |  | 2018-11-26 11:00 | RM161129_3C | QUEENTWN | C Latchford |  | BFC | 2019-04-07 12:00 | BFC | 2019-04-07 12:00 | High |  | {B454BC99-1DC7-4D59-9D46-136C3457DDA2} |  |  | SDE | 2021-10-31 02:09 | Dunedin 58
819 | 316390 | DOMESTIC | Water Meter | ACTIVE |  | 356.14 |  | 20 |  | 620 |  | 2018-11-26 11:00 | RM161129_3C | QUEENTWN | C Latchford |  | BFC | 2019-04-07 12:00 | BFC | 2019-04-07 12:00 | High |  | {A1E06952-7B0F-4B33-BF4C-6AE04C366449} |  |  | SDE | 2021-10-31 02:09 | Dunedin 58
820 | 316391 | DOMESTIC | Water Meter | ACTIVE |  | 351.78 |  | 20 |  | 620 |  | 2018-11-26 11:00 | RM161129_3C | QUEENTWN | C Latchford |  | BFC | 2019-04-07 12:00 | BFC | 2019-04-07 12:00 | High |  | {040FF8BD-E77E-4108-B33A-043BACE7F4D4} |  |  | SDE | 2021-10-31 02:09 | Dunedin 58
821 | 316392 | DOMESTIC | Water Meter | ACTIVE |  | 351.78 |  | 20 |  | 620 |  | 2018-11-26 11:00 | RM161129_3C | QUEENTWN | C Latchford |  | BFC | 2019-04-07 12:00 | BFC | 2019-04-07 12:00 | High |  | {34E3277C-F878-4F6F-AA85-5C1168570F4D} |  |  | SDE | 2021-10-31 02:09 | Dunedin 58
822 | 316393 | DOMESTIC | Water Meter | ACTIVE |  | 351.53 |  | 20 |  | 620 |  | 2019-03-19 11:00 | RM161129_3E | QUEENTWN | C Latchford |  | BFC | 2019-04-08 12:00 | BFC | 2019-04-08 12:00 | High |  | {1E2BC4F0-F602-4D70-A0C6-BA1D59B17516} |  |  | SDE | 2021-10-31 02:09 | Dunedin 58
823 | 316394 | DOMESTIC | Water Meter | ACTIVE |  | 351.53 |  | 20 |  | 620 |  | 2019-03-19 11:00 | RM161129_3E | QUEENTWN | C Latchford |  | BFC | 2019-04-08 12:00 | BFC | 2019-04-08 12:00 | High |  | {97873088-B898-42D5-8D63-D579DC044B95} |  |  | SDE | 2021-10-31 02:09 | Dunedin 58
824 | 316395 | DOMESTIC | Water Meter | ACTIVE |  | 351.21 |  | 20 |  | 620 |  | 2019-03-19 11:00 | RM161129_3E | QUEENTWN | C Latchford |  | BFC | 2019-04-08 12:00 | BFC | 2019-04-08 12:00 | High |  | {FEEE5153-EFFC-499E-9427-542D23BED89E} |  |  | SDE | 2021-10-31 02:09 | Dunedin 58
825 | 316396 | DOMESTIC | Water Meter | ACTIVE |  | 350.79 |  | 20 |  | 620 |  | 2019-03-19 11:00 | RM161129_3E | QUEENTWN | C Latchford |  | BFC | 2019-04-08 12:00 | BFC | 2019-04-08 12:00 | High |  | {E0C83035-4BBC-4F04-9DA7-1EFE2AC065B1} |  |  | SDE | 2021-10-31 02:09 | Dunedin 58
826 | 316397 | DOMESTIC | Water Meter | ACTIVE |  | 351.48 |  | 20 |  | 620 |  | 2019-03-19 11:00 | RM161129_3E | QUEENTWN | C Latchford |  | BFC | 2019-04-08 12:00 | BFC | 2019-04-08 12:00 | High |  | {989E28DF-BF92-4662-BDB3-DE9A0068A932} |  |  | SDE | 2021-10-31 02:09 | Dunedin 58
827 | 316398 | DOMESTIC | Water Meter | ACTIVE |  | 349.19 |  | 20 |  | 620 |  | 2019-03-19 11:00 | RM161129_3E | QUEENTWN | C Latchford |  | BFC | 2019-04-08 12:00 | BFC | 2019-04-08 12:00 | High |  | {51B16BE1-5D1A-4354-AD6F-AA7F41267BE8} |  |  | SDE | 2021-10-31 02:09 | Dunedin 58
828 | 316399 | DOMESTIC | Water Meter | ACTIVE |  | 351.61 |  | 20 |  | 620 |  | 2019-03-19 11:00 | RM161129_3E | QUEENTWN | C Latchford |  | BFC | 2019-04-08 12:00 | BFC | 2019-04-08 12:00 | High |  | {59BBDB32-9E79-4E27-BE94-EB29B0CEBB61} |  |  | SDE | 2021-10-31 02:09 | Dunedin 58
829 | 316400 | DOMESTIC | Water Meter | ACTIVE |  | 351.83 |  | 20 |  | 620 |  | 2019-03-19 11:00 | RM161129_3E | QUEENTWN | C Latchford |  | BFC | 2019-04-08 12:00 | BFC | 2019-04-08 12:00 | High |  | {AF5AD9A9-D2CF-42E1-94F9-552EFE3197F4} |  |  | SDE | 2021-10-31 02:09 | Dunedin 58
830 | 316401 | DOMESTIC | Water Meter | ACTIVE |  | 350.55 |  | 20 |  | 620 |  | 2019-03-19 11:00 | RM161129_3E | QUEENTWN | C Latchford |  | BFC | 2019-04-08 12:00 | BFC | 2019-04-08 12:00 | High |  | {E7CA3DEA-3F24-48FF-A1D1-5D517BA5835D} |  |  | SDE | 2021-10-31 02:09 | Dunedin 58
831 | 316402 | DOMESTIC | Water Meter | ACTIVE |  | 351.43 |  | 20 |  | 620 |  | 2019-03-19 11:00 | RM161129_3E | QUEENTWN | C Latchford |  | BFC | 2019-04-08 12:00 | BFC | 2019-04-08 12:00 | High |  | {AA5C3A51-4037-41B0-A1A5-8DDA7B9DE1D6} |  |  | SDE | 2021-10-31 02:09 | Dunedin 58
832 | 316403 | DOMESTIC | Water Meter | ACTIVE |  | 351.21 |  | 20 |  | 620 |  | 2019-03-19 11:00 | RM161129_3E | QUEENTWN | C Latchford |  | BFC | 2019-04-08 12:00 | BFC | 2019-04-08 12:00 | High |  | {0F4498D8-A692-42D8-9BA5-62FF18650D32} |  |  | SDE | 2021-10-31 02:09 | Dunedin 58
833 | 316404 | DOMESTIC | Water Meter | ACTIVE |  | 350.5 |  | 20 |  | 620 |  | 2019-03-19 11:00 | RM161129_3E | QUEENTWN | C Latchford |  | BFC | 2019-04-08 12:00 | BFC | 2019-04-08 12:00 | High |  | {9F404365-0330-4BD2-83C6-258F441E81D5} |  |  | SDE | 2021-10-31 02:09 | Dunedin 58
834 | 316405 | DOMESTIC | Water Meter | ACTIVE |  | 348.91 |  | 20 |  | 620 |  | 2019-03-19 11:00 | RM161129_3E | QUEENTWN | C Latchford |  | BFC | 2019-04-08 12:00 | BFC | 2019-04-08 12:00 | High |  | {C99F69F6-5B09-4583-8A29-DD8B2892E6E6} |  |  | SDE | 2021-10-31 02:09 | Dunedin 58
835 | 316406 | DOMESTIC | Water Meter | ACTIVE |  | 350.41 |  | 20 |  | 620 |  | 2019-03-19 11:00 | RM161129_3E | QUEENTWN | C Latchford |  | BFC | 2019-04-08 12:00 | BFC | 2019-04-08 12:00 | High |  | {EF349971-6B55-42B8-800D-A916D90BA799} |  |  | SDE | 2021-10-31 02:09 | Dunedin 58
836 | 316407 | DOMESTIC | Water Meter | ACTIVE |  | 351 |  | 20 |  | 620 |  | 2019-03-19 11:00 | RM161129_3E | QUEENTWN | C Latchford |  | BFC | 2019-04-08 12:00 | BFC | 2019-04-08 12:00 | High |  | {B90AE7AA-2943-48BF-9150-5CB1DCA82F45} |  |  | SDE | 2021-10-31 02:09 | Dunedin 58
837 | 316408 | DOMESTIC | Water Meter | ACTIVE |  | 350.36 |  | 20 |  | 620 |  | 2019-03-19 11:00 | RM161129_3E | QUEENTWN | C Latchford |  | BFC | 2019-04-08 12:00 | BFC | 2019-04-08 12:00 | High |  | {AD1FD428-F9EF-4FDE-970D-AB30357B1261} |  |  | SDE | 2021-10-31 02:09 | Dunedin 58
838 | 316409 | DOMESTIC | Water Meter | ACTIVE |  | 348.8 |  | 20 |  | 620 |  | 2019-03-19 11:00 | RM161129_3E | QUEENTWN | C Latchford |  | BFC | 2019-04-08 12:00 | BFC | 2019-04-08 12:00 | High |  | {FAEB70FE-F4F3-4FE0-9911-E3DA8FF8A187} |  |  | SDE | 2021-10-31 02:09 | Dunedin 58
839 | 316410 | DOMESTIC | Water Meter | ACTIVE |  | 349.08 |  | 20 |  | 620 |  | 2019-03-19 11:00 | RM161129_3E | QUEENTWN | C Latchford |  | BFC | 2019-04-08 12:00 | BFC | 2019-04-08 12:00 | High |  | {552D6103-F1CA-4B35-B0A5-5C3513E1D8E1} |  |  | SDE | 2021-10-31 02:09 | Dunedin 58
840 | 316411 | DOMESTIC | Water Meter | ACTIVE |  | 351.62 |  | 20 |  | 620 |  | 2019-03-19 11:00 | RM161129_3E | QUEENTWN | C Latchford |  | BFC | 2019-04-08 12:00 | BFC | 2019-04-08 12:00 | High |  | {6FBAEA5A-3359-4558-BF68-53004628C6D6} |  |  | SDE | 2021-10-31 02:09 | Dunedin 58
841 | 316412 | DOMESTIC | Water Meter | ACTIVE |  | 351.01 |  | 20 |  | 620 |  | 2019-03-19 11:00 | RM161129_3E | QUEENTWN | C Latchford |  | BFC | 2019-04-08 12:00 | BFC | 2019-04-08 12:00 | High |  | {6F10F19B-0A18-4A18-8F9E-28CDA528F434} |  |  | SDE | 2021-10-31 02:09 | Dunedin 58
842 | 316413 | DOMESTIC | Water Meter | ACTIVE |  | 350.8 |  | 20 |  | 620 |  | 2019-03-19 11:00 | RM161129_3E | QUEENTWN | C Latchford |  | BFC | 2019-04-08 12:00 | BFC | 2019-04-08 12:00 | High |  | {C3EF5E93-D0EC-4838-9F27-8A88F4C37D5A} |  |  | SDE | 2021-10-31 02:09 | Dunedin 58
843 | 316414 | DOMESTIC | Water Meter | ACTIVE |  | 351.4 |  | 20 |  | 620 |  | 2019-03-19 11:00 | RM161129_3E | QUEENTWN | C Latchford |  | BFC | 2019-04-08 12:00 | BFC | 2019-04-08 12:00 | High |  | {73B80965-4D07-4BC1-A60A-E04D116BF0F5} |  |  | SDE | 2021-10-31 02:09 | Dunedin 58
844 | 316415 | DOMESTIC | Water Meter | ACTIVE |  | 351.47 |  | 20 |  | 620 |  | 2019-03-19 11:00 | RM161129_3E | QUEENTWN | C Latchford |  | BFC | 2019-04-08 12:00 | BFC | 2019-04-08 12:00 | High |  | {60ADEF87-5CF5-4C4D-8E16-E22915C6E322} |  |  | SDE | 2021-10-31 02:09 | Dunedin 58
845 | 316416 | DOMESTIC | Water Meter | ACTIVE |  | 351.69 |  | 20 |  | 620 |  | 2019-03-19 11:00 | RM161129_3E | QUEENTWN | C Latchford |  | BFC | 2019-04-08 12:00 | BFC | 2019-04-08 12:00 | High |  | {4CEC30B7-AE00-4F3E-BDF5-2D117B7CB494} |  |  | SDE | 2021-10-31 02:09 | Dunedin 58
846 | 316417 | DOMESTIC | Water Meter | ACTIVE |  | 351.7 |  | 20 |  | 620 |  | 2019-03-19 11:00 | RM161129_3E | QUEENTWN | C Latchford |  | BFC | 2019-04-08 12:00 | BFC | 2019-04-08 12:00 | High |  | {B560247A-795E-4551-88CF-E312BEF91519} |  |  | SDE | 2021-10-31 02:09 | Dunedin 58
847 | 316418 | DOMESTIC | Water Meter | ACTIVE |  | 351.75 |  | 20 |  | 620 |  | 2019-03-19 11:00 | RM161129_3E | QUEENTWN | C Latchford |  | BFC | 2019-04-08 12:00 | BFC | 2019-04-08 12:00 | High |  | {6C07CC3E-D45A-4476-90E3-18E2ED75B4A2} |  |  | SDE | 2021-10-31 02:09 | Dunedin 58
848 | 316419 | DOMESTIC | Water Meter | ACTIVE |  | 351.71 |  | 20 |  | 620 |  | 2019-03-19 11:00 | RM161129_3E | QUEENTWN | C Latchford |  | BFC | 2019-04-08 12:00 | BFC | 2019-04-08 12:00 | High |  | {0BD4F3DD-54C5-4CB4-ACCB-7C7BE3708C93} |  |  | SDE | 2021-10-31 02:09 | Dunedin 58
849 | 316420 | DOMESTIC | Water Meter | ACTIVE |  | 349.8 |  | 20 |  | 620 |  | 2019-03-19 11:00 | RM161129_3E | QUEENTWN | C Latchford |  | BFC | 2019-04-08 12:00 | BFC | 2019-04-08 12:00 | High |  | {146F0FFB-94B8-4F58-84F1-A71BAD9DFD39} |  |  | SDE | 2021-10-31 02:09 | Dunedin 58
850 | 316421 | DOMESTIC | Water Meter | ACTIVE |  | 349.76 |  | 20 |  | 620 |  | 2019-03-19 11:00 | RM161129_3E | QUEENTWN | C Latchford |  | BFC | 2019-04-08 12:00 | BFC | 2019-04-08 12:00 | High |  | {0544A147-27BC-49F9-87B5-565C10197C27} |  |  | SDE | 2021-10-31 02:09 | Dunedin 58
851 | 316422 | DOMESTIC | Water Meter | ACTIVE |  | 347.67 |  | 20 |  | 620 |  | 2019-03-19 11:00 | RM161129_3E | QUEENTWN | C Latchford |  | BFC | 2019-04-08 12:00 | BFC | 2019-04-08 12:00 | High |  | {EB5C69AB-9985-4EA5-BADA-258673B48B40} |  |  | SDE | 2021-10-31 02:09 | Dunedin 58
852 | 316423 | DOMESTIC | Water Meter | ACTIVE |  | 347.53 |  | 20 |  | 620 |  | 2019-03-19 11:00 | RM161129_3E | QUEENTWN | C Latchford |  | BFC | 2019-04-08 12:00 | BFC | 2019-04-08 12:00 | High |  | {F81AB178-116F-42B6-A32F-4BEC48E8159F} |  |  | SDE | 2021-10-31 02:09 | Dunedin 58
853 | 317344 | DOMESTIC | Water Supply Meter | ACTIVE | QLDC | 349.1 |  | 20 |  | 620MC |  | 2019-03-31 11:00 | RM190027 | LKHAWEA | C Hughes & Assoc |  | BFC | 2019-05-21 23:40 | BFC | 2019-05-21 23:40 | High |  | {524AF2CB-523A-47C2-9AE2-3934B7DD1CE9} |  |  | SDE | 2021-10-31 02:09 | LiDAR
854 | 317345 | DOMESTIC | Water Supply Meter | ACTIVE | QLDC | 351.4 |  | 20 |  | 620MC |  | 2019-03-31 11:00 | RM190027 | LKHAWEA | C Hughes & Assoc |  | BFC | 2019-05-21 23:40 | BFC | 2019-05-21 23:40 | High |  | {5482E565-4D9B-4B55-B916-E6F8680C4B03} |  |  | SDE | 2021-10-31 02:09 | LiDAR
855 | 317346 | DOMESTIC | Water Supply Meter | ACTIVE | PENDING | 353.59 |  |  |  | 420 | Sensus | 2019-01-28 11:00 | RM161129_3D | QUEENTWN | Paterson Pitts |  | MJA | 2019-04-30 12:00 | MJA | 2019-04-30 12:00 | High |  | {77D15AF8-4927-4EB0-9F20-073B509EBBC2} |  |  | SDE | 2021-10-31 02:09 | Dunedin 58
856 | 317347 | DOMESTIC | Water Supply Meter | ACTIVE | PENDING | 353.58 |  |  |  | 420 | Sensus | 2019-01-28 11:00 | RM161129_3D | QUEENTWN | Paterson Pitts |  | MJA | 2019-04-30 12:00 | MJA | 2019-04-30 12:00 | High |  | {3B07C713-7DEF-420A-955A-91905FB7D3AD} |  |  | SDE | 2021-10-31 02:09 | Dunedin 58
857 | 317348 | DOMESTIC | Water Supply Meter | ACTIVE | PENDING | 353.71 |  |  |  | 420 | Sensus | 2019-01-28 11:00 | RM161129_3D | QUEENTWN | Paterson Pitts |  | MJA | 2019-04-30 12:00 | MJA | 2019-04-30 12:00 | High |  | {FFB0D02B-089B-4C98-8EF0-B54A8CF2B4C1} |  |  | SDE | 2021-10-31 02:09 | Dunedin 58
858 | 317349 | DOMESTIC | Water Supply Meter | ACTIVE | PENDING | 353.73 |  |  |  | 420 | Sensus | 2019-01-28 11:00 | RM161129_3D | QUEENTWN | Paterson Pitts |  | MJA | 2019-04-30 12:00 | MJA | 2019-04-30 12:00 | High |  | {D2FD66FB-9344-4AC7-BE0E-0027D57887A6} |  |  | SDE | 2021-10-31 02:09 | Dunedin 58
859 | 317350 | DOMESTIC | Water Supply Meter | ACTIVE | PENDING | 353.8 |  |  |  | 420 | Sensus | 2019-01-28 11:00 | RM161129_3D | QUEENTWN | Paterson Pitts |  | MJA | 2019-04-30 12:00 | MJA | 2019-04-30 12:00 | High |  | {0D90949D-C06D-4C02-99A2-D23586225939} |  |  | SDE | 2021-10-31 02:09 | Dunedin 58
860 | 317351 | DOMESTIC | Water Supply Meter | ACTIVE | PENDING | 353.77 |  |  |  | 420 | Sensus | 2019-01-28 11:00 | RM161129_3D | QUEENTWN | Paterson Pitts |  | MJA | 2019-04-30 12:00 | MJA | 2019-04-30 12:00 | High |  | {CD3CB0B2-796A-46F1-8691-642B55C35DCF} |  |  | SDE | 2021-10-31 02:09 | Dunedin 58
861 | 317352 | DOMESTIC | Water Supply Meter | ACTIVE | PENDING | 353.88 |  |  |  | 420 | Sensus | 2019-01-28 11:00 | RM161129_3D | QUEENTWN | Paterson Pitts |  | MJA | 2019-04-30 12:00 | MJA | 2019-04-30 12:00 | High |  | {5D2562A0-BEC7-4339-94A4-E276EBADC8E8} |  |  | SDE | 2021-10-31 02:09 | Dunedin 58
862 | 317353 | DOMESTIC | Water Supply Meter | ACTIVE | PENDING | 353.86 |  |  |  | 420 | Sensus | 2019-01-28 11:00 | RM161129_3D | QUEENTWN | Paterson Pitts |  | MJA | 2019-04-30 12:00 | MJA | 2019-04-30 12:00 | High |  | {C2192092-E29C-42D7-9E40-1133F6E5C8A5} |  |  | SDE | 2021-10-31 02:09 | Dunedin 58
863 | 317354 | DOMESTIC | Water Supply Meter | ACTIVE | PENDING | 353.85 |  |  |  | 420 | Sensus | 2019-01-28 11:00 | RM161129_3D | QUEENTWN | Paterson Pitts |  | MJA | 2019-04-30 12:00 | MJA | 2019-04-30 12:00 | High |  | {EA71EE4C-F453-4003-BBC0-58EB3BB4A692} |  |  | SDE | 2021-10-31 02:09 | Dunedin 58
864 | 317355 | DOMESTIC | Water Supply Meter | ACTIVE | PENDING | 353.83 |  |  |  | 420 | Sensus | 2019-01-28 11:00 | RM161129_3D | QUEENTWN | Paterson Pitts |  | MJA | 2019-04-30 12:00 | MJA | 2019-04-30 12:00 | High |  | {15010155-1154-4592-A5F2-2E7998744960} |  |  | SDE | 2021-10-31 02:09 | Dunedin 58
865 | 317356 | DOMESTIC | Water Supply Meter | ACTIVE | PENDING | 353.85 |  |  |  | 420 | Sensus | 2019-01-28 11:00 | RM161129_3D | QUEENTWN | Paterson Pitts |  | MJA | 2019-04-30 12:00 | MJA | 2019-04-30 12:00 | High |  | {37CAFA36-100F-43F5-9724-348D52D92F13} |  |  | SDE | 2021-10-31 02:09 | Dunedin 58
866 | 317357 | DOMESTIC | Water Supply Meter | ACTIVE | PENDING | 353.86 |  |  |  | 420 | Sensus | 2019-01-28 11:00 | RM161129_3D | QUEENTWN | Paterson Pitts |  | MJA | 2019-04-30 12:00 | MJA | 2019-04-30 12:00 | High |  | {5364CEED-32FF-4C64-BE83-7C8CF4602989} |  |  | SDE | 2021-10-31 02:09 | Dunedin 58
867 | 317358 | DOMESTIC | Water Supply Meter | ACTIVE | PENDING | 353.74 |  |  |  | 420 | Sensus | 2019-01-28 11:00 | RM161129_3D | QUEENTWN | Paterson Pitts |  | MJA | 2019-04-30 12:00 | MJA | 2019-04-30 12:00 | High |  | {E40C5130-26C7-4EBC-9144-D3F6B7DBF3B7} |  |  | SDE | 2021-10-31 02:09 | Dunedin 58
868 | 317359 | DOMESTIC | Water Supply Meter | ACTIVE | PENDING | 353.77 |  |  |  | 420 | Sensus | 2019-01-28 11:00 | RM161129_3D | QUEENTWN | Paterson Pitts |  | MJA | 2019-04-30 12:00 | MJA | 2019-04-30 12:00 | High |  | {19D90901-5AF2-4466-9715-EA237BE9C83D} |  |  | SDE | 2021-10-31 02:09 | Dunedin 58
869 | 317360 | DOMESTIC | Water Supply Meter | ACTIVE | PENDING | 353.66 |  |  |  | 420 | Sensus | 2019-01-28 11:00 | RM161129_3D | QUEENTWN | Paterson Pitts |  | MJA | 2019-04-30 12:00 | MJA | 2019-04-30 12:00 | High |  | {DE9E577B-364C-47F4-8767-B64079066108} |  |  | SDE | 2021-10-31 02:09 | Dunedin 58
870 | 317361 | DOMESTIC | Water Supply Meter | ACTIVE | PENDING | 353.66 |  |  |  | 420 | Sensus | 2019-01-28 11:00 | RM161129_3D | QUEENTWN | Paterson Pitts |  | MJA | 2019-04-30 12:00 | MJA | 2019-04-30 12:00 | High |  | {3AFC9CD4-D854-400D-B817-1F517DA93B59} |  |  | SDE | 2021-10-31 02:09 | Dunedin 58
871 | 317362 | DOMESTIC | Water Supply Meter | ACTIVE | PENDING | 353.51 |  |  |  | 420 | Sensus | 2019-01-28 11:00 | RM161129_3D | QUEENTWN | Paterson Pitts |  | MJA | 2019-04-30 12:00 | MJA | 2019-04-30 12:00 | High |  | {CFB8CBCE-AD04-42A8-A8A6-0678915BF897} |  |  | SDE | 2021-10-31 02:09 | Dunedin 58
872 | 317363 | DOMESTIC | Water Supply Meter | ACTIVE | PENDING | 353.51 |  |  |  | 420 | Sensus | 2019-01-28 11:00 | RM161129_3D | QUEENTWN | Paterson Pitts |  | MJA | 2019-04-30 12:00 | MJA | 2019-04-30 12:00 | High |  | {E80C71FF-5EED-4B1D-9AFF-DFE750FEDA3E} |  |  | SDE | 2021-10-31 02:09 | Dunedin 58
873 | 317364 | DOMESTIC | Water Supply Meter | ACTIVE | PENDING | 353.41 |  |  |  | 420 | Sensus | 2019-01-28 11:00 | RM161129_3D | QUEENTWN | Paterson Pitts |  | MJA | 2019-04-30 12:00 | MJA | 2019-04-30 12:00 | High |  | {4BCE0119-77CD-48ED-9D42-2C6BD700BC76} |  |  | SDE | 2021-10-31 02:09 | Dunedin 58
874 | 317365 | DOMESTIC | Water Supply Meter | ACTIVE | PENDING | 353.42 |  |  |  | 420 | Sensus | 2019-01-28 11:00 | RM161129_3D | QUEENTWN | Paterson Pitts |  | MJA | 2019-04-30 12:00 | MJA | 2019-04-30 12:00 | High |  | {88E519C3-832E-4047-8C0C-65981026AE94} |  |  | SDE | 2021-10-31 02:09 | Dunedin 58
875 | 317366 | DOMESTIC | Water Supply Meter | ACTIVE | PENDING | 353.48 |  |  |  | 420 | Sensus | 2019-01-28 11:00 | RM161129_3D | QUEENTWN | Paterson Pitts |  | MJA | 2019-04-30 12:00 | MJA | 2019-04-30 12:00 | High |  | {F4FCA9FE-C77B-4327-8F83-B4E6675BF12A} |  |  | SDE | 2021-10-31 02:09 | Dunedin 58
876 | 317367 | DOMESTIC | Water Supply Meter | ACTIVE | PENDING | 353.51 |  |  |  | 420 | Sensus | 2019-01-28 11:00 | RM161129_3D | QUEENTWN | Paterson Pitts |  | MJA | 2019-04-30 12:00 | MJA | 2019-04-30 12:00 | High |  | {AECA69E3-6BA1-4CAD-AEEE-923CC82C4C4F} |  |  | SDE | 2021-10-31 02:09 | Dunedin 58
877 | 317368 | DOMESTIC | Water Supply Meter | ACTIVE | PENDING | 353.39 |  |  |  | 420 | Sensus | 2019-01-28 11:00 | RM161129_3D | QUEENTWN | Paterson Pitts |  | MJA | 2019-04-30 12:00 | MJA | 2019-04-30 12:00 | High |  | {886B71C9-4309-489B-9F99-0A038C5C8D44} |  |  | SDE | 2021-10-31 02:09 | Dunedin 58
878 | 317369 | DOMESTIC | Water Supply Meter | ACTIVE | PENDING | 353.36 |  |  |  | 420 | Sensus | 2019-01-28 11:00 | RM161129_3D | QUEENTWN | Paterson Pitts |  | MJA | 2019-04-30 12:00 | MJA | 2019-04-30 12:00 | High |  | {0A5D2814-A711-4D2B-9BA7-226762A0FB73} |  |  | SDE | 2021-10-31 02:09 | Dunedin 58
879 | 317370 | DOMESTIC | Water Supply Meter | ACTIVE | PENDING | 353.21 |  |  |  | 420 | Sensus | 2019-01-28 11:00 | RM161129_3C | QUEENTWN | Paterson Pitts |  | MJA | 2019-04-30 12:00 | MJA | 2019-04-30 12:00 | High |  | {473DECFA-FC6A-4398-9F00-F16ED213047A} |  |  | SDE | 2021-10-31 02:09 | Dunedin 58
880 | 317371 | DOMESTIC | Water Supply Meter | ACTIVE | PENDING | 353.16 |  |  |  | 420 | Sensus | 2019-01-28 11:00 | RM161129_3C | QUEENTWN | Paterson Pitts |  | MJA | 2019-04-30 12:00 | MJA | 2019-04-30 12:00 | High |  | {D68FD136-805A-48EE-A454-47D5E8A3E0B2} |  |  | SDE | 2021-10-31 02:09 | Dunedin 58
881 | 317372 | DOMESTIC | Water Supply Meter | ACTIVE | PENDING | 353.16 |  |  |  | 420 | Sensus | 2019-01-28 11:00 | RM161129_3C | QUEENTWN | Paterson Pitts |  | MJA | 2019-04-30 12:00 | MJA | 2019-04-30 12:00 | High |  | {04A089FB-5DB9-45B6-A9A6-61F2220BD297} |  |  | SDE | 2021-10-31 02:09 | Dunedin 58
882 | 317373 | DOMESTIC | Water Supply Meter | ACTIVE | PENDING | 353.11 |  |  |  | 420 | Sensus | 2019-01-28 11:00 | RM161129_3C | QUEENTWN | Paterson Pitts |  | MJA | 2019-04-30 12:00 | MJA | 2019-04-30 12:00 | High |  | {A176FC9A-6A91-4BD7-BDC1-484B471A0BB2} |  |  | SDE | 2021-10-31 02:09 | Dunedin 58
883 | 317374 | DOMESTIC | Water Supply Meter | ACTIVE | PENDING | 353.1 |  |  |  | 420 | Sensus | 2019-01-28 11:00 | RM161129_3C | QUEENTWN | Paterson Pitts |  | MJA | 2019-04-30 12:00 | MJA | 2019-04-30 12:00 | High |  | {BE69B420-4FBC-42AB-A857-BB0EAEF1B9BD} |  |  | SDE | 2021-10-31 02:09 | Dunedin 58
884 | 317375 | DOMESTIC | Water Supply Meter | ACTIVE | PENDING | 352.97 |  |  |  | 420 | Sensus | 2019-01-28 11:00 | RM161129_3C | QUEENTWN | Paterson Pitts |  | MJA | 2019-04-30 12:00 | MJA | 2019-04-30 12:00 | High |  | {007F2989-AC02-4B89-8E29-C36131E42690} |  |  | SDE | 2021-10-31 02:09 | Dunedin 58
885 | 317376 | DOMESTIC | Water Supply Meter | ACTIVE | PENDING | 352.95 |  |  |  | 420 | Sensus | 2019-01-28 11:00 | RM161129_3C | QUEENTWN | Paterson Pitts |  | MJA | 2019-04-30 12:00 | MJA | 2019-04-30 12:00 | High |  | {D061BFF1-EA1A-47F1-BA57-DD21DF0C2D47} |  |  | SDE | 2021-10-31 02:09 | Dunedin 58
886 | 317377 | DOMESTIC | Water Supply Meter | ACTIVE | PENDING | 352.82 |  |  |  | 420 | Sensus | 2019-01-28 11:00 | RM161129_3C | QUEENTWN | Paterson Pitts |  | MJA | 2019-04-30 12:00 | MJA | 2019-04-30 12:00 | High |  | {C51CF1E6-86CE-4F9F-AA60-2C16B8A324E3} |  |  | SDE | 2021-10-31 02:09 | Dunedin 58
887 | 317378 | DOMESTIC | Water Supply Meter | ACTIVE | PENDING | 352.93 |  |  |  | 420 | Sensus | 2019-01-28 11:00 | RM161129_3C | QUEENTWN | Paterson Pitts |  | MJA | 2019-04-30 12:00 | MJA | 2019-04-30 12:00 | High |  | {EFF9F953-1CF5-4953-ABAD-670492778B0D} |  |  | SDE | 2021-10-31 02:09 | Dunedin 58
888 | 317379 | DOMESTIC | Water Supply Meter | ACTIVE | PENDING | 352.97 |  |  |  | 420 | Sensus | 2019-01-28 11:00 | RM161129_3C | QUEENTWN | Paterson Pitts |  | MJA | 2019-04-30 12:00 | MJA | 2019-04-30 12:00 | High |  | {E08D0EBE-A97E-4AAF-BE2F-0934C9CD53D4} |  |  | SDE | 2021-10-31 02:09 | Dunedin 58
889 | 317380 | DOMESTIC | Water Supply Meter | ACTIVE | PENDING | 352.82 |  |  |  | 420 | Sensus | 2019-01-28 11:00 | RM161129_3C | QUEENTWN | Paterson Pitts |  | MJA | 2019-04-30 12:00 | MJA | 2019-04-30 12:00 | High |  | {2F06C681-9CC8-42F8-9F62-0063A987B42A} |  |  | SDE | 2021-10-31 02:09 | Dunedin 58
890 | 317381 | DOMESTIC | Water Supply Meter | ACTIVE | PENDING | 352.84 |  |  |  | 420 | Sensus | 2019-01-28 11:00 | RM161129_3C | QUEENTWN | Paterson Pitts |  | MJA | 2019-04-30 12:00 | MJA | 2019-04-30 12:00 | High |  | {87644A1C-40C9-4A70-800C-680028901BBA} |  |  | SDE | 2021-10-31 02:09 | Dunedin 58
891 | 317382 | DOMESTIC | Water Supply Meter | ACTIVE | PENDING | 352.74 |  |  |  | 420 | Sensus | 2019-01-28 11:00 | RM161129_3C | QUEENTWN | Paterson Pitts |  | MJA | 2019-04-30 12:00 | MJA | 2019-04-30 12:00 | High |  | {276F6A3E-CD5C-4F51-9DB3-4A8D63EBCB16} |  |  | SDE | 2021-10-31 02:09 | Dunedin 58
892 | 317383 | DOMESTIC | Water Supply Meter | ACTIVE | PENDING | 352.87 |  |  |  | 420 | Sensus | 2019-01-28 11:00 | RM161129_3C | QUEENTWN | Paterson Pitts |  | MJA | 2019-04-30 12:00 | MJA | 2019-04-30 12:00 | High |  | {A237D440-6E99-4876-AB7B-279C7A1C5389} |  |  | SDE | 2021-10-31 02:09 | Dunedin 58
893 | 317384 | DOMESTIC | Water Supply Meter | ACTIVE | PENDING | 352.87 |  |  |  | 420 | Sensus | 2019-01-28 11:00 | RM161129_3C | QUEENTWN | Paterson Pitts |  | MJA | 2019-04-30 12:00 | MJA | 2019-04-30 12:00 | High |  | {734FE513-3D96-47D7-9EEA-A5D535DC8E41} |  |  | SDE | 2021-10-31 02:09 | Dunedin 58
894 | 317385 | DOMESTIC | Water Supply Meter | ACTIVE | PENDING | 352.81 |  |  |  | 420 | Sensus | 2019-01-28 11:00 | RM161129_3C | QUEENTWN | Paterson Pitts |  | MJA | 2019-04-30 12:00 | MJA | 2019-04-30 12:00 | High |  | {A70BB0E1-7015-4352-9D90-09316D2A6D52} |  |  | SDE | 2021-10-31 02:09 | Dunedin 58
895 | 317386 | DOMESTIC | Water Supply Meter | ACTIVE | PENDING | 352.8 |  |  |  | 420 | Sensus | 2019-01-28 11:00 | RM161129_3C | QUEENTWN | Paterson Pitts |  | MJA | 2019-04-30 12:00 | MJA | 2019-04-30 12:00 | High |  | {40ECE8A7-72BD-4840-BD42-A8797B0A07D3} |  |  | SDE | 2021-10-31 02:09 | Dunedin 58
896 | 317387 | DOMESTIC | Water Supply Meter | ACTIVE | PENDING | 352.68 |  |  |  | 420 | Sensus | 2019-01-28 11:00 | RM161129_3C | QUEENTWN | Paterson Pitts |  | MJA | 2019-04-30 12:00 | MJA | 2019-04-30 12:00 | High |  | {2FB46DF3-E407-400A-84D2-C7FB14658EC5} |  |  | SDE | 2021-10-31 02:09 | Dunedin 58
897 | 317388 | DOMESTIC | Water Supply Meter | ACTIVE | PENDING | 352.68 |  |  |  | 420 | Sensus | 2019-01-28 11:00 | RM161129_3C | QUEENTWN | Paterson Pitts |  | MJA | 2019-04-30 12:00 | MJA | 2019-04-30 12:00 | High |  | {C5AA09B6-BA63-4FC4-82F1-8AAAB7E72536} |  |  | SDE | 2021-10-31 02:09 | Dunedin 58
898 | 317389 | DOMESTIC | Water Supply Meter | ACTIVE | PENDING | 351.72 |  |  |  | 420 | Sensus | 2019-01-28 11:00 | RM161129_3C | QUEENTWN | Paterson Pitts |  | MJA | 2019-04-30 12:00 | MJA | 2019-04-30 12:00 | High |  | {8748CDD7-EC03-49EB-9560-380D68AF1868} |  |  | SDE | 2021-10-31 02:09 | Dunedin 58
899 | 317390 | DOMESTIC | Water Supply Meter | ACTIVE | PENDING | 351.67 |  |  |  | 420 | Sensus | 2019-01-28 11:00 | RM161129_3C | QUEENTWN | Paterson Pitts |  | MJA | 2019-04-30 12:00 | MJA | 2019-04-30 12:00 | High |  | {1913764B-82D7-48C8-AD29-47691CF63071} |  |  | SDE | 2021-10-31 02:09 | Dunedin 58
900 | 317391 | DOMESTIC | Water Supply Meter | ACTIVE | PENDING | 351.76 |  |  |  | 420 | Sensus | 2019-01-28 11:00 | RM161129_3C | QUEENTWN | Paterson Pitts |  | MJA | 2019-04-30 12:00 | MJA | 2019-04-30 12:00 | High |  | {881BBC6A-6061-4878-85B5-39A46A3B3467} |  |  | SDE | 2021-10-31 02:09 | Dunedin 58
901 | 317392 | DOMESTIC | Water Supply Meter | ACTIVE | PENDING | 351.76 |  |  |  | 420 | Sensus | 2019-01-28 11:00 | RM161129_3C | QUEENTWN | Paterson Pitts |  | MJA | 2019-04-30 12:00 | MJA | 2019-04-30 12:00 | High |  | {9B7908CA-40DF-47BB-9AB6-AFBB74996FDD} |  |  | SDE | 2021-10-31 02:09 | Dunedin 58
902 | 317393 | DOMESTIC | Water Supply Meter | ACTIVE | PENDING | 352.02 |  |  |  | 420 | Sensus | 2019-01-28 11:00 | RM161129_3C | QUEENTWN | Paterson Pitts |  | MJA | 2019-04-30 12:00 | MJA | 2019-04-30 12:00 | High |  | {F631B455-D296-4462-93B7-954751AD2830} |  |  | SDE | 2021-10-31 02:09 | Dunedin 58
903 | 317394 | DOMESTIC | Water Supply Meter | ACTIVE | PENDING | 352.01 |  |  |  | 420 | Sensus | 2019-01-28 11:00 | RM161129_3C | QUEENTWN | Paterson Pitts |  | MJA | 2019-04-30 12:00 | MJA | 2019-04-30 12:00 | High |  | {539F4393-C60E-4074-80F0-A6C0849E54C6} |  |  | SDE | 2021-10-31 02:09 | Dunedin 58
904 | 317395 | DOMESTIC | Water Supply Meter | ACTIVE | PENDING | 351.79 |  |  |  | 420 | Sensus | 2019-01-28 11:00 | RM161129_3C | QUEENTWN | Paterson Pitts |  | MJA | 2019-04-30 12:00 | MJA | 2019-04-30 12:00 | High |  | {51997F87-A21B-496B-A783-70E43EAC2513} |  |  | SDE | 2021-10-31 02:09 | Dunedin 58
905 | 317396 | DOMESTIC | Water Supply Meter | ACTIVE | PENDING | 351.83 |  |  |  | 420 | Sensus | 2019-01-28 11:00 | RM161129_3C | QUEENTWN | Paterson Pitts |  | MJA | 2019-04-30 12:00 | MJA | 2019-04-30 12:00 | High |  | {84FCBCA5-1990-4BA8-906F-1398C910D7B1} |  |  | SDE | 2021-10-31 02:09 | Dunedin 58
906 | 317397 | DOMESTIC | Water Supply Meter | ACTIVE | PENDING | 352.03 |  |  |  | 420 | Sensus | 2019-01-28 11:00 | RM161129_3C | QUEENTWN | Paterson Pitts |  | MJA | 2019-04-30 12:00 | MJA | 2019-04-30 12:00 | High |  | {6CC45CD7-00CC-403F-A47C-5AD8A337A465} |  |  | SDE | 2021-10-31 02:09 | Dunedin 58
907 | 317398 | DOMESTIC | Water Supply Meter | ACTIVE | PENDING | 352.01 |  |  |  | 420 | Sensus | 2019-01-28 11:00 | RM161129_3C | QUEENTWN | Paterson Pitts |  | MJA | 2019-04-30 12:00 | MJA | 2019-04-30 12:00 | High |  | {F6FB19ED-B664-4B87-9762-FBD6D8649758} |  |  | SDE | 2021-10-31 02:09 | Dunedin 58
908 | 317399 | DOMESTIC | Water Supply Meter | ACTIVE | PENDING | 353.34 |  |  |  | 420 | Sensus | 2019-01-28 11:00 | RM161129_3D | QUEENTWN | Paterson Pitts |  | MJA | 2019-04-30 12:00 | MJA | 2019-04-30 12:00 | High |  | {E6AEFA88-485F-4059-B26C-DD30D0F682A8} |  |  | SDE | 2021-10-31 02:09 | Dunedin 58
909 | 317400 | DOMESTIC | Water Supply Meter | ACTIVE | PENDING | 353.32 |  |  |  | 420 | Sensus | 2019-01-28 11:00 | RM161129_3D | QUEENTWN | Paterson Pitts |  | MJA | 2019-04-30 12:00 | MJA | 2019-04-30 12:00 | High |  | {560B7E1A-C693-4A3D-A799-2350D05F0843} |  |  | SDE | 2021-10-31 02:09 | Dunedin 58
910 | 317401 | DOMESTIC | Water Supply Meter | ACTIVE | PENDING | 353.19 |  |  |  | 420 | Sensus | 2019-01-28 11:00 | RM161129_3D | QUEENTWN | Paterson Pitts |  | MJA | 2019-04-30 12:00 | MJA | 2019-04-30 12:00 | High |  | {4F9F156B-07A7-4F8C-B9E3-4B0427A7EF56} |  |  | SDE | 2021-10-31 02:09 | Dunedin 58
911 | 317402 | DOMESTIC | Water Supply Meter | ACTIVE | PENDING | 353.17 |  |  |  | 420 | Sensus | 2019-01-28 11:00 | RM161129_3D | QUEENTWN | Paterson Pitts |  | MJA | 2019-04-30 12:00 | MJA | 2019-04-30 12:00 | High |  | {52308AB2-1186-4D24-A2DF-7FD8C0B9F868} |  |  | SDE | 2021-10-31 02:09 | Dunedin 58
912 | 317403 | DOMESTIC | Water Supply Meter | ACTIVE | PENDING | 351.87 |  |  |  | 420 | Sensus | 2019-01-28 11:00 | RM161129_3C | QUEENTWN | Paterson Pitts |  | MJA | 2019-04-30 12:00 | MJA | 2019-04-30 12:00 | High |  | {6C8971B4-D083-462A-811B-C53B2898E973} |  |  | SDE | 2021-10-31 02:09 | Dunedin 58
913 | 317404 | DOMESTIC | Water Supply Meter | ACTIVE | PENDING | 351.85 |  |  |  | 420 | Sensus | 2019-01-28 11:00 | RM161129_3C | QUEENTWN | Paterson Pitts |  | MJA | 2019-04-30 12:00 | MJA | 2019-04-30 12:00 | High |  | {34C013E7-E8BE-41EA-97AB-84A4D995FC43} |  |  | SDE | 2021-10-31 02:09 | Dunedin 58
914 | 317405 | DOMESTIC | Water Supply Meter | ACTIVE | PENDING | 353.22 |  |  |  | 420 | Sensus | 2019-01-28 11:00 | RM161129_3D | QUEENTWN | Paterson Pitts |  | MJA | 2019-04-30 12:00 | MJA | 2019-04-30 12:00 | High |  | {511D7C3D-162C-4750-8A24-F373E459D67F} |  |  | SDE | 2021-10-31 02:09 | Dunedin 58
915 | 317406 | DOMESTIC | Water Supply Meter | ACTIVE | PENDING | 353.25 |  |  |  | 420 | Sensus | 2019-01-28 11:00 | RM161129_3D | QUEENTWN | Paterson Pitts |  | MJA | 2019-04-30 12:00 | MJA | 2019-04-30 12:00 | High |  | {1E115395-E7C3-44F2-BCB2-02561F999630} |  |  | SDE | 2021-10-31 02:09 | Dunedin 58
916 | 317407 | DOMESTIC | Water Supply Meter | ACTIVE | PENDING | 353.07 |  |  |  | 420 | Sensus | 2019-01-28 11:00 | RM161129_3D | QUEENTWN | Paterson Pitts |  | MJA | 2019-04-30 12:00 | MJA | 2019-04-30 12:00 | High |  | {3F161FBB-44E9-4B43-83FD-934B54A51E16} |  |  | SDE | 2021-10-31 02:09 | Dunedin 58
917 | 317408 | DOMESTIC | Water Supply Meter | ACTIVE | PENDING | 353.04 |  |  |  | 420 | Sensus | 2019-01-28 11:00 | RM161129_3D | QUEENTWN | Paterson Pitts |  | MJA | 2019-04-30 12:00 | MJA | 2019-04-30 12:00 | High |  | {3D12FC28-D1BE-4A84-83B9-7486D1BA35A0} |  |  | SDE | 2021-10-31 02:09 | Dunedin 58
918 | 317409 | DOMESTIC | Water Supply Meter | ACTIVE | PENDING | 352.12 |  |  |  | 420 | Sensus | 2019-01-28 11:00 | RM161129_3C | QUEENTWN | Paterson Pitts |  | MJA | 2019-04-30 12:00 | MJA | 2019-04-30 12:00 | High |  | {786E689C-4AB5-41F3-9BC7-C487D022E736} |  |  | SDE | 2021-10-31 02:09 | Dunedin 58
919 | 317410 | DOMESTIC | Water Supply Meter | ACTIVE | PENDING | 352.12 |  |  |  | 420 | Sensus | 2019-01-28 11:00 | RM161129_3C | QUEENTWN | Paterson Pitts |  | MJA | 2019-04-30 12:00 | MJA | 2019-04-30 12:00 | High |  | {03306B90-A3B4-4BB5-9FA2-3BF80E4369F2} |  |  | SDE | 2021-10-31 02:09 | Dunedin 58
920 | 317411 | DOMESTIC | Water Supply Meter | ACTIVE | PENDING | 352.26 |  |  |  | 420 | Sensus | 2019-01-28 11:00 | RM161129_3C | QUEENTWN | Paterson Pitts |  | MJA | 2019-04-30 12:00 | MJA | 2019-04-30 12:00 | High |  | {5EAECD94-B605-46C4-A4E9-FCA82569A262} |  |  | SDE | 2021-10-31 02:09 | Dunedin 58
921 | 317412 | DOMESTIC | Water Supply Meter | ACTIVE | PENDING | 352.29 |  |  |  | 420 | Sensus | 2019-01-28 11:00 | RM161129_3C | QUEENTWN | Paterson Pitts |  | MJA | 2019-04-30 12:00 | MJA | 2019-04-30 12:00 | High |  | {08ED2FCF-5B11-402B-BFD7-4010A0A23F7E} |  |  | SDE | 2021-10-31 02:09 | Dunedin 58
922 | 317413 | DOMESTIC | Water Supply Meter | ACTIVE | PENDING | 352.35 |  |  |  | 420 | Sensus | 2019-01-28 11:00 | RM161129_3C | QUEENTWN | Paterson Pitts |  | MJA | 2019-04-30 12:00 | MJA | 2019-04-30 12:00 | High |  | {4D741D13-3A69-406D-97EE-13668E81DD65} |  |  | SDE | 2021-10-31 02:09 | Dunedin 58
923 | 317414 | DOMESTIC | Water Supply Meter | ACTIVE | PENDING | 352.31 |  |  |  | 420 | Sensus | 2019-01-28 11:00 | RM161129_3C | QUEENTWN | Paterson Pitts |  | MJA | 2019-04-30 12:00 | MJA | 2019-04-30 12:00 | High |  | {C2E0FBE4-8B7D-4E8C-8624-DA402D415D7A} |  |  | SDE | 2021-10-31 02:09 | Dunedin 58
924 | 317415 | DOMESTIC | Water Supply Meter | ACTIVE | PENDING | 352.55 |  |  |  | 420 | Sensus | 2019-01-28 11:00 | RM161129_3C | QUEENTWN | Paterson Pitts |  | MJA | 2019-04-30 12:00 | MJA | 2019-04-30 12:00 | High |  | {FEA1FF38-4C04-4FA4-8CB8-B77CE9062661} |  |  | SDE | 2021-10-31 02:09 | Dunedin 58
925 | 317416 | DOMESTIC | Water Supply Meter | ACTIVE | PENDING | 352.52 |  |  |  | 420 | Sensus | 2019-01-28 11:00 | RM161129_3C | QUEENTWN | Paterson Pitts |  | MJA | 2019-04-30 12:00 | MJA | 2019-04-30 12:00 | High |  | {4AECBBDD-3D9C-4E4A-8861-D8D403808474} |  |  | SDE | 2021-10-31 02:09 | Dunedin 58
926 | 317417 | DOMESTIC | Water Supply Meter | ACTIVE | PENDING | 352.63 |  |  |  | 420 | Sensus | 2019-01-28 11:00 | RM161129_3C | QUEENTWN | Paterson Pitts |  | MJA | 2019-04-30 12:00 | MJA | 2019-04-30 12:00 | High |  | {DA35B80B-D195-4372-9880-511F204A59FC} |  |  | SDE | 2021-10-31 02:09 | Dunedin 58
927 | 317418 | DOMESTIC | Water Supply Meter | ACTIVE | PENDING | 352.62 |  |  |  | 420 | Sensus | 2019-01-28 11:00 | RM161129_3C | QUEENTWN | Paterson Pitts |  | MJA | 2019-04-30 12:00 | MJA | 2019-04-30 12:00 | High |  | {E0870F65-4829-4A9A-A995-8A2219C59567} |  |  | SDE | 2021-10-31 02:09 | Dunedin 58
928 | 317419 | DOMESTIC | Water Supply Meter | ACTIVE | PENDING | 352.14 |  |  |  | 420 | Sensus | 2019-01-28 11:00 | RM161129_3C | QUEENTWN | Paterson Pitts |  | MJA | 2019-04-30 12:00 | MJA | 2019-04-30 12:00 | High |  | {AED2F044-16A2-4228-B7C9-59988AD76A78} |  |  | SDE | 2021-10-31 02:09 | Dunedin 58
929 | 317420 | DOMESTIC | Water Supply Meter | ACTIVE | PENDING | 352.16 |  |  |  | 420 | Sensus | 2019-01-28 11:00 | RM161129_3C | QUEENTWN | Paterson Pitts |  | MJA | 2019-04-30 12:00 | MJA | 2019-04-30 12:00 | High |  | {09AA720A-BDD1-4DCA-8716-22C5CD88B961} |  |  | SDE | 2021-10-31 02:09 | Dunedin 58
930 | 317421 | DOMESTIC | Water Supply Meter | ACTIVE | PENDING | 352.25 |  |  |  | 420 | Sensus | 2019-01-28 11:00 | RM161129_3C | QUEENTWN | Paterson Pitts |  | MJA | 2019-04-30 12:00 | MJA | 2019-04-30 12:00 | High |  | {4073BCC5-63EF-4B57-B0AF-CF2C468DB5CD} |  |  | SDE | 2021-10-31 02:09 | Dunedin 58
931 | 317422 | DOMESTIC | Water Supply Meter | ACTIVE | PENDING | 352.26 |  |  |  | 420 | Sensus | 2019-01-28 11:00 | RM161129_3C | QUEENTWN | Paterson Pitts |  | MJA | 2019-04-30 12:00 | MJA | 2019-04-30 12:00 | High |  | {C61E3EAF-E113-4CEF-86EC-409B1179AE60} |  |  | SDE | 2021-10-31 02:09 | Dunedin 58
932 | 317423 | DOMESTIC | Water Supply Meter | ACTIVE | PENDING | 352.41 |  |  |  | 420 | Sensus | 2019-01-28 11:00 | RM161129_3C | QUEENTWN | Paterson Pitts |  | MJA | 2019-04-30 12:00 | MJA | 2019-04-30 12:00 | High |  | {B0D916C1-2AF8-4B2A-A7C5-BF246210F518} |  |  | SDE | 2021-10-31 02:09 | Dunedin 58
933 | 317424 | DOMESTIC | Water Supply Meter | ACTIVE | PENDING | 352.42 |  |  |  | 420 | Sensus | 2019-01-28 11:00 | RM161129_3C | QUEENTWN | Paterson Pitts |  | MJA | 2019-04-30 12:00 | MJA | 2019-04-30 12:00 | High |  | {E3A036E9-BE71-4252-A775-CBEC3BFDE26D} |  |  | SDE | 2021-10-31 02:09 | Dunedin 58
934 | 317425 | DOMESTIC | Water Supply Meter | ACTIVE | PENDING | 352.51 |  |  |  | 420 | Sensus | 2019-01-28 11:00 | RM161129_3C | QUEENTWN | Paterson Pitts |  | MJA | 2019-04-30 12:00 | MJA | 2019-04-30 12:00 | High |  | {E38BC390-F1A1-4CBB-A079-016E3F5A66D2} |  |  | SDE | 2021-10-31 02:09 | Dunedin 58
935 | 317426 | DOMESTIC | Water Supply Meter | ACTIVE | PENDING | 352.53 |  |  |  | 420 | Sensus | 2019-01-28 11:00 | RM161129_3C | QUEENTWN | Paterson Pitts |  | MJA | 2019-04-30 12:00 | MJA | 2019-04-30 12:00 | High |  | {E63BEDA0-A1EA-4F15-B873-D2AC588F6BF4} |  |  | SDE | 2021-10-31 02:09 | Dunedin 58
936 | 317427 | FLOW | Bulk Water Flow Meter | ACTIVE | PRIVATE | 297.1 | [5 empty] | 2019-01-27 11:00 | RM081295 | WANAKA | PPG Wanaka |  | BFC | 2019-05-25 19:05 | BFC | 2019-05-25 19:05 | High |  | {77C86E07-1F1E-4112-B54F-77515ABD45CA} |  |  | SDE | 2021-10-31 02:09 | Dunedin 58
937 | 317756 | FLOW | Water Supply Bulk Meter | ACTIVE | QLDC | 314 |  | 150 |  | Promag W 400 |  | 2019-05-16 12:00 | 1004873348 | WANAKA | ASCL | Updated install date based on Veolia asset register. Model or serial number 5W4C1F-AAALIN4AHM3K0A+AACE EBL1 | SL | 2019-06-13 12:00 | SL | 2019-06-13 12:00 | High |  | {3769A3F9-5E86-4FC5-81EE-E50B0B2F3042} |  |  | SDE | 2021-10-31 02:09 | Dunedin 58
938 | 318039 | FLOW | Water Supply Meter | ACTIVE |  | 393.88 | 392.78 | 150 |  | Promag W400, 5W4C1F | Endress & Hauser | 2018-10-15 11:00 | RM160141 | ARRWTWN | ASCL |  | SL | 2019-07-15 12:00 | SL | 2019-07-15 12:00 | High |  | {C3B1C04D-5E87-492D-B413-F68C02331921} |  |  | SDE | 2021-10-31 02:09 | Dunedin 58
939 | 318101 | DOMESTIC | Water Supply Meter | ACTIVE | QLDC | 348.59 |  | 20 |  |  |  | 2019-05-31 12:00 | RM190429 | LKHAWEA | CHughes&Assoc | Water Supply Meter | BFC | 2019-07-30 22:05 | BFC | 2019-07-30 22:05 | High |  | {35D76E3B-FEA8-4EFE-83B5-72F40FC8A2A5} |  |  | SDE | 2021-10-31 02:09 | LiDAR
940 | 318201 | FLOW | Water Supply Meter | ACTIVE | PRIVATE | 340.67 |  |  | 13094127 |  |  | 2018-12-31 11:00 | RM170931 | QUEENTWN | Airey Consultants | BULK WATER METER | BFC | 2019-08-18 23:08 | BFC | 2019-08-18 23:08 | High |  | {00697F14-7C50-4ADB-8CAD-356F3EB9BF82} |  |  | SDE | 2021-10-31 02:09 | LiDAR
941 | 318297 | DOMESTIC | Water Supply Meter | ACTIVE | QLDC | 346.23 |  | 20 |  |  |  | 2019-05-22 12:00 | RM181626 | LKHAWEA | CHughes & Assoc. | Water Supply Meter | BFC | 2019-07-09 03:17 | BFC | 2019-07-09 03:17 | High |  | {566B00B4-585C-4FD5-9FF4-1DE6072C0FB2} |  |  | SDE | 2021-10-31 02:09 | LiDAR
942 | 318483 | DOMESTIC | Water Supply Meter | ACTIVE | QLDC | 347.42 |  | 20 |  |  |  | 2019-06-19 12:00 | RM190035 | LKHAWEA | CHughes & Assoc | Water Supply Meter | BFC | 2019-07-17 01:41 | BFC | 2019-07-17 01:41 | High |  | {6F4E740E-8F41-4FA6-A36A-2D48A516776B} |  |  | SDE | 2021-10-31 02:09 | LiDAR
943 | 319404 | DOMESTIC | Water Supply Meter | ACTIVE | QLDC | 336.32 |  | 20 | 19M0005401 | 620MC |  | 2019-08-31 12:00 | RM190229 | WANAKA | LandPro |  | BFC | 2019-11-12 23:51 | BFC | 2019-11-12 23:51 | High |  | {834FF76C-A731-4AD4-AF52-1B671D762ECA} |  |  | SDE | 2021-10-31 02:09 | LiDAR
944 | 319405 | DOMESTIC | Water Supply Meter | ACTIVE | QLDC | 348.04 |  | 20 |  |  |  | 2019-10-02 11:00 | RM190783 | LKHAWEA | C Hughes & Assoc. |  | BFC | 2019-11-11 02:48 | BFC | 2019-11-11 02:48 | High |  | {B848FB94-5F7A-4463-ADB1-99C4382A326C} |  |  | SDE | 2021-10-31 02:09 | Dunedin 58
945 | 321388 | DOMESTIC | Water Supply Meter | ACTIVE | PRIVATE | 336.76 |  | 20 |  |  |  | 2019-10-17 11:00 | RM181232 | LKHAWEA | Southern Land Ltd |  | BFC | 2019-12-08 20:32 | BFC | 2019-12-08 20:32 | High |  | {C7EB1548-FF00-4637-B447-156590DBD467} |  |  | SDE | 2021-10-31 02:09 | Dunedin 58
946 | 322846 | FLOW | Water Supply Meter | ACTIVE | QLDC | 364.82 |  | 355 |  |  |  | 2018-12-31 11:00 | C-19-045 | LKHAWEA | C Hughes & Assoc. |  | BFC | 2020-01-28 00:44 | BFC | 2020-01-28 00:44 | High |  | {5F7C3ADE-78B9-4E53-A689-E3F7662F3F40} |  |  | SDE | 2021-10-31 02:09 | Dunedin 58
947 | 322847 | DOMESTIC | Water Supply Meter | ACTIVE | QLDC | 365.85 | [5 empty] | 2018-12-31 11:00 | C-19-045 | LKHAWEA | C Hughes & Assoc. |  | BFC | 2020-01-28 00:44 | BFC | 2020-01-28 00:44 | High |  | {3A1B0D16-333F-402E-ACF8-B21AA57A494C} |  |  | SDE | 2021-10-31 02:09 | LiDAR
948 | 322848 | DOMESTIC | Water Supply Meter | ACTIVE | QLDC | 366.04 | [5 empty] | 2018-12-31 11:00 | C-19-045 | LKHAWEA | C Hughes & Assoc. |  | BFC | 2020-01-28 00:44 | BFC | 2020-01-28 00:44 | High |  | {FE32E92A-4008-4B12-AAA9-D64716502338} |  |  | SDE | 2021-10-31 02:09 | LiDAR
949 | 322849 | DOMESTIC | Water Supply Meter | ACTIVE | QLDC | 365.8 | [5 empty] | 2018-12-31 11:00 | C-19-045 | LKHAWEA | C Hughes & Assoc. |  | BFC | 2020-01-28 00:44 | BFC | 2020-01-28 00:44 | High |  | {7E4E6CF9-4BFD-4254-A528-0A41C2ECC20C} |  |  | SDE | 2021-10-31 02:09 | LiDAR
950 | 322850 | DOMESTIC | Water Supply Meter | ACTIVE | QLDC | 365.76 | [5 empty] | 2018-12-31 11:00 | C-19-045 | LKHAWEA | C Hughes & Assoc. |  | BFC | 2020-01-28 00:44 | BFC | 2020-01-28 00:44 | High |  | {6F6559B1-0638-4EA6-AFE2-1C8FC22FB913} |  |  | SDE | 2021-10-31 02:09 | LiDAR
951 | 322851 | DOMESTIC | Water Supply Meter | ACTIVE | QLDC | 366.36 | [5 empty] | 2018-12-31 11:00 | C-19-045 | LKHAWEA | C Hughes & Assoc. |  | BFC | 2020-01-28 00:44 | BFC | 2020-01-28 00:44 | High |  | {ACFDEC19-FD74-416E-ADDD-4B5F0BC92188} |  |  | SDE | 2021-10-31 02:09 | LiDAR
952 | 322852 | DOMESTIC | Water Supply Meter | ACTIVE | QLDC | 366.44 | [5 empty] | 2018-12-31 11:00 | C-19-045 | LKHAWEA | C Hughes & Assoc. |  | BFC | 2020-01-28 00:44 | BFC | 2020-01-28 00:44 | High |  | {C6916316-82AB-4440-8E53-24F356DCBD57} |  |  | SDE | 2021-10-31 02:09 | LiDAR
953 | 322853 | DOMESTIC | Water Supply Meter | ACTIVE | QLDC | 366.66 | [5 empty] | 2018-12-31 11:00 | C-19-045 | LKHAWEA | C Hughes & Assoc. |  | BFC | 2020-01-28 00:44 | BFC | 2020-01-28 00:44 | High |  | {948E458D-DAD8-4531-873E-E2603D7A97B8} |  |  | SDE | 2021-10-31 02:09 | LiDAR
954 | 322854 | DOMESTIC | Water Supply Meter | ACTIVE | QLDC | 367.38 | [5 empty] | 2018-12-31 11:00 | C-19-045 | LKHAWEA | C Hughes & Assoc. |  | BFC | 2020-01-28 00:44 | BFC | 2020-01-28 00:44 | High |  | {A2EFCFEE-54DF-4474-B8EF-13749EB8AC39} |  |  | SDE | 2021-10-31 02:09 | LiDAR
955 | 322855 | DOMESTIC | Water Supply Meter | ACTIVE | QLDC | 367.38 | [5 empty] | 2018-12-31 11:00 | C-19-045 | LKHAWEA | C Hughes & Assoc. |  | BFC | 2020-01-28 00:44 | BFC | 2020-01-28 00:44 | High |  | {248D8EEA-3E96-4849-9F9B-D6CFAE63D436} |  |  | SDE | 2021-10-31 02:09 | LiDAR
956 | 322856 | DOMESTIC | Water Supply Meter | ACTIVE | QLDC | 367.18 | [5 empty] | 2018-12-31 11:00 | C-19-045 | LKHAWEA | C Hughes & Assoc. |  | BFC | 2020-01-28 00:44 | BFC | 2020-01-28 00:44 | High |  | {DBD003CC-27C5-468B-94AC-0FBFBCE3FABF} |  |  | SDE | 2021-10-31 02:09 | LiDAR
957 | 322857 | DOMESTIC | Water Supply Meter | ACTIVE | QLDC | 338.03 | [5 empty] | 2020-01-28 11:00 | RM190044 | LKHAYES | PPG | Sensus 620 | BFC | 2020-02-04 02:21 | BFC | 2020-02-04 02:21 | High |  | {C34C9C04-2DDE-484B-9071-1D2224A0D5B0} |  |  | SDE | 2021-10-31 02:09 | LiDAR
958 | 322858 | DOMESTIC | Water Supply Meter | ACTIVE | QLDC | 337.39 | [5 empty] | 2020-01-28 11:00 | RM190044 | LKHAYES | PPG | Sensus 620 | BFC | 2020-02-04 02:21 | BFC | 2020-02-04 02:21 | High |  | {5437A1DB-1E8F-432D-BF08-05875D52085B} |  |  | SDE | 2021-10-31 02:09 | LiDAR
962 | 324312 | DOMESTIC | Water Supply Meter | ACTIVE | QLDC | 455.4 |  |  |  | GM900 |  | 2019-11-30 11:00 | SH160143 | ARTHURS PT | ACSL |  | BFC | 2020-01-27 20:52 | BFC | 2020-01-27 20:52 | High |  | {567686B4-DF22-48D1-8D88-A6346592A4A7} | SDE | 2020-04-08 21:18 | SDE | 2021-10-31 02:09 | Dunedin 58
963 | 324313 | DOMESTIC | Water Supply Meter | ACTIVE | QLDC | 456.68 | [5 empty] | 2019-11-30 11:00 | SH160143 | ARTHURS PT | ACSL |  | BFC | 2020-01-27 20:52 | BFC | 2020-01-27 20:52 | High |  | {ADD480D2-E7CD-4E8F-BD62-DA83A6960723} | SDE | 2020-04-08 21:18 | SDE | 2021-10-31 02:09 | Dunedin 58
964 | 324314 | DOMESTIC | Water Supply Meter | ACTIVE | QLDC | 452.29 | [5 empty] | 2019-11-30 11:00 | SH160143 | ARTHURS PT | ACSL |  | BFC | 2020-01-27 20:52 | BFC | 2020-01-27 20:52 | High |  | {44DCC463-6A96-40FC-BDB7-5E2DC20ECF71} | SDE | 2020-04-08 21:18 | SDE | 2021-10-31 02:09 | Dunedin 58
965 | 325401 | FLOW | Water Flow Meter | ACTIVE | QLDC | 338.14 | 0 |  |  |  |  | 2018-12-18 11:00 | SH160140 | SHOTVR CTY | Paterson Pitts |  | AG | 2019-12-05 11:00 | BFC | 2020-03-02 20:50 | High |  | {3A853058-1699-47AF-A547-18857B454CF0} | SDE | 2020-05-07 00:10 | SDE | 2021-10-31 02:09 | Dunedin 58
1080 | 326575 | FLOW | BFM | ACTIVE | QLDC | 358.46 |  | 180 |  |  |  | 2019-02-25 22:00 | RM180232 | QUEENSTOWN | [6 empty] | High |  | {7468E2AB-ACC6-4139-9523-D1A06DBDEBB0} | SDE | 2020-06-29 02:22 | SDE | 2021-10-31 02:09 | LiDAR
1195 | 326690 | FLOW | BFM | ACTIVE | QLDC | 358.46 |  | 180 |  |  |  | 2019-02-25 22:00 | RM180232 | QUEENSTOWN | [6 empty] | High |  | {B2963905-FD89-4914-8508-BEDA92423E42} | SDE | 2020-06-29 02:22 | SDE | 2021-10-31 02:09 | LiDAR
1196 | 327924 | DOMESTIC | Water Supply Meter | ACTIVE | QLDC | 364.46 | 346.24 |  |  | GM900 | ACUFLO | 2020-04-30 12:00 | RM190349 | LAKE HAWEA | PPG Wanaka |  | BFC | 2020-06-21 19:52 | BFC | 2020-06-21 19:52 | High |  | {5738204B-488E-43AF-8F33-A197EC89187C} | SDE | 2020-07-15 22:03 | SDE | 2021-10-31 02:09 | Dunedin 58
1596 | 328744 | Domestic Meter | Water Supply Meter | ACTIVE | QLDC | 343.12 | 342.55 | 20 |  | 620MC | Sensus | 2019-05-14 12:00 | RM060010 | LAKE HAWEA | C. Hughes |  | BFC | 2020-08-04 01:30 | BFC | 2020-08-04 01:30 | High |  | {CBF7BE30-A95F-4D98-B210-C215ADEE946B} | SDE | 2020-08-04 01:53 | SDE | 2021-10-31 02:09 | Dunedin 58
1597 | 328745 | Domestic Meter | Water Supply Meter | ACTIVE | QLDC | 343.12 | 342.55 | 20 |  | 620MC | Sensus | 2019-05-14 12:00 | RM060010 | LAKE HAWEA | C. Hughes |  | BFC | 2020-08-04 01:30 | BFC | 2020-08-04 01:30 | High |  | {EF0ED1EE-8A74-44C7-B3E8-28AC2AA79E83} | SDE | 2020-08-04 01:53 | SDE | 2021-10-31 02:09 | Dunedin 58
1598 | 328746 | Domestic Meter | Water Supply Meter | ACTIVE | QLDC | 343.05 | 342.59 | 20 |  | 620MC | Sensus | 2019-05-14 12:00 | RM060010 | LAKE HAWEA | C. Hughes |  | BFC | 2020-08-04 01:30 | BFC | 2020-08-04 01:30 | High |  | {1BDA4C1A-F04E-4409-9C6F-58C980FACD00} | SDE | 2020-08-04 01:53 | SDE | 2021-10-31 02:09 | Dunedin 58
1599 | 328747 | Domestic Meter | Water Supply Meter | ACTIVE | QLDC | 342.4 | 341.71 | 20 |  | 620MC | Sensus | 2019-05-14 12:00 | RM060010 | LAKE HAWEA | C. Hughes |  | BFC | 2020-08-04 01:30 | BFC | 2020-08-04 01:30 | High |  | {B7142062-0E72-42D9-9973-7F273D056F97} | SDE | 2020-08-04 01:53 | SDE | 2021-10-31 02:09 | Dunedin 58
1600 | 328748 | Domestic Meter | Water Supply Meter | ACTIVE | QLDC | 344.72 | 344.29 | 20 |  | 620MC | Sensus | 2019-05-14 12:00 | RM060010 | LAKE HAWEA | C. Hughes |  | BFC | 2020-08-04 01:30 | BFC | 2020-08-04 01:30 | High |  | {086D81F3-6B29-42CC-AFEB-CA9023552C4E} | SDE | 2020-08-04 01:53 | SDE | 2021-10-31 02:09 | Dunedin 58
1601 | 328749 | Domestic Meter | Water Supply Meter | ACTIVE | QLDC | 344.53 | 343.99 | 20 |  | 620MC | Sensus | 2019-05-14 12:00 | RM060010 | LAKE HAWEA | C. Hughes |  | BFC | 2020-08-04 01:30 | BFC | 2020-08-04 01:30 | High |  | {0F566A5B-76D0-4D14-8DEF-561AD71B6068} | SDE | 2020-08-04 01:53 | SDE | 2021-10-31 02:09 | Dunedin 58
1602 | 328750 | Domestic Meter | Water Supply Meter | ACTIVE | QLDC | 344.52 | 343.93 | 20 |  | 620MC | Sensus | 2019-05-14 12:00 | RM060010 | LAKE HAWEA | C. Hughes |  | BFC | 2020-08-04 01:30 | BFC | 2020-08-04 01:30 | High |  | {5B64EAF8-E75D-4CC4-9C71-FD9D60E46CB2} | SDE | 2020-08-04 01:53 | SDE | 2021-10-31 02:09 | Dunedin 58
1603 | 328751 | Domestic Meter | Water Supply Meter | ACTIVE | QLDC | 345.98 | 347.41 | 20 |  | 620MC | Sensus | 2019-05-14 12:00 | RM060010 | LAKE HAWEA | C. Hughes |  | BFC | 2020-08-04 01:30 | BFC | 2020-08-04 01:30 | High |  | {6EED848F-99FA-4986-88DC-226157FC4050} | SDE | 2020-08-04 01:53 | SDE | 2021-10-31 02:09 | Dunedin 58
1604 | 328752 | DOMESTIC | Water Supply Meter | ACTIVE | QLDC | 392.14 |  |  | 18MC250574 |  |  | 2019-10-24 11:00 | RM161093 | ARROWTOWN | C Hughes & Assoc. |  | BFC | 2019-10-28 21:17 | BFC | 2019-10-28 21:17 | High |  | {929219BA-5219-4C71-9741-71B98FC7BBA0} | SDE | 2020-08-04 03:19 | SDE | 2021-10-31 02:09 | LiDAR
1605 | 328753 | DOMESTIC | Water Supply Meter | ACTIVE | QLDC | 393.26 |  |  | 18MC250571 |  |  | 2019-10-24 11:00 | RM161093 | ARROWTOWN | C Hughes & Assoc. |  | BFC | 2019-10-28 21:17 | BFC | 2019-10-28 21:17 | High |  | {E81DA396-C662-4D6B-964C-8852D22F0B0D} | SDE | 2020-08-04 03:19 | SDE | 2021-10-31 02:09 | LiDAR
1606 | 328754 | DOMESTIC | Water Supply Meter | ACTIVE | QLDC | 393.36 |  |  | 18MC250567 |  |  | 2019-10-24 11:00 | RM161093 | ARROWTOWN | C Hughes & Assoc. |  | BFC | 2019-10-28 21:17 | BFC | 2019-10-28 21:17 | High |  | {BACA2C79-B7BB-4EF4-B825-D2BE4277DD15} | SDE | 2020-08-04 03:19 | SDE | 2021-10-31 02:09 | LiDAR
1607 | 328755 | DOMESTIC | Water Supply Meter | ACTIVE | QLDC | 393.55 |  |  | 18MC250561 |  |  | 2019-10-24 11:00 | RM161093 | ARROWTOWN | C Hughes & Assoc. |  | BFC | 2019-10-28 21:17 | BFC | 2019-10-28 21:17 | High |  | {C38273CD-57CD-4AE2-9F43-7EBA29B118F7} | SDE | 2020-08-04 03:19 | SDE | 2021-10-31 02:09 | LiDAR
1608 | 328756 | DOMESTIC | Water Supply Meter | ACTIVE | QLDC | 393.72 |  |  | 18MC250566 |  |  | 2019-10-24 11:00 | RM161093 | ARROWTOWN | C Hughes & Assoc. |  | BFC | 2019-10-28 21:17 | BFC | 2019-10-28 21:17 | High |  | {E4BD4458-C97E-4C76-A963-AF6067AF9956} | SDE | 2020-08-04 03:19 | SDE | 2021-10-31 02:09 | LiDAR
1609 | 328757 | DOMESTIC | Water Supply Meter | ACTIVE | QLDC | 393.81 |  |  | 18MC250565 |  |  | 2019-10-24 11:00 | RM161093 | ARROWTOWN | C Hughes & Assoc. |  | BFC | 2019-10-28 21:17 | BFC | 2019-10-28 21:17 | High |  | {D244AB62-DCF8-4147-9862-19E23EA815B8} | SDE | 2020-08-04 03:19 | SDE | 2021-10-31 02:09 | LiDAR
1610 | 328758 | DOMESTIC | Water Supply Meter | ACTIVE | QLDC | 394.38 |  |  | 18MC250564 |  |  | 2019-10-24 11:00 | RM161093 | ARROWTOWN | C Hughes & Assoc. |  | BFC | 2019-10-28 21:17 | BFC | 2019-10-28 21:17 | High |  | {046FADD0-E1F4-451C-92E6-B2BF012E04BD} | SDE | 2020-08-04 03:19 | SDE | 2021-10-31 02:09 | LiDAR
1611 | 328759 | DOMESTIC | Water Supply Meter | ACTIVE | QLDC | 394.09 |  |  | 18MC250562 |  |  | 2019-10-24 11:00 | RM161093 | ARROWTOWN | C Hughes & Assoc. |  | BFC | 2019-10-28 21:17 | BFC | 2019-10-28 21:17 | High |  | {CCCC4EDD-AFD7-40FE-B9FA-1AB9829FA6DF} | SDE | 2020-08-04 03:19 | SDE | 2021-10-31 02:09 | LiDAR
1612 | 328760 | DOMESTIC | Water Supply Meter | ACTIVE | QLDC | 393.9 |  |  | 18MC253406 |  |  | 2019-10-24 11:00 | RM161093 | ARROWTOWN | C Hughes & Assoc. |  | BFC | 2019-10-28 21:17 | BFC | 2019-10-28 21:17 | High |  | {A77F29D7-9DAE-4EA4-A1E4-8D637B8CBAE5} | SDE | 2020-08-04 03:19 | SDE | 2021-10-31 02:09 | LiDAR
1613 | 328761 | DOMESTIC | Water Supply Meter (irrig) | ACTIVE | QLDC | 394.2 |  |  | 18MC253448 |  |  | 2019-10-24 11:00 | RM161093 | ARROWTOWN | C Hughes & Assoc. | Irrigation Meter | BFC | 2019-10-28 21:17 | BFC | 2019-10-28 21:17 | High |  | {DE7420E1-45DE-41A4-8FBC-27657480512A} | SDE | 2020-08-04 03:19 | SDE | 2021-10-31 02:09 | LiDAR
1614 | 328762 | DOMESTIC | Water Supply Meter | ACTIVE | QLDC | 393.95 |  |  | 18MC250570 |  |  | 2019-10-24 11:00 | RM161093 | ARROWTOWN | C Hughes & Assoc. |  | BFC | 2019-10-28 21:17 | BFC | 2019-10-28 21:17 | High |  | {9FFB408E-120F-4AC3-B303-E1BE417FC784} | SDE | 2020-08-04 03:19 | SDE | 2021-10-31 02:09 | LiDAR
1615 | 328763 | DOMESTIC | Water Supply Meter | ACTIVE | QLDC | 393.64 |  |  | 18MC250572 |  |  | 2019-10-24 11:00 | RM161093 | ARROWTOWN | C Hughes & Assoc. |  | BFC | 2019-10-28 21:17 | BFC | 2019-10-28 21:17 | High |  | {5E010673-B13D-4F60-BFFB-AD0C00456595} | SDE | 2020-08-04 03:19 | SDE | 2021-10-31 02:09 | LiDAR
1616 | 328764 | DOMESTIC | Water Supply Meter | ACTIVE | QLDC | 393.1 |  |  | 18MC250573 |  |  | 2019-10-24 11:00 | RM161093 | ARROWTOWN | C Hughes & Assoc. |  | BFC | 2019-10-28 21:17 | BFC | 2019-10-28 21:17 | High |  | {B9B2D622-CA6F-412E-9503-5450DEBC7C13} | SDE | 2020-08-04 03:19 | SDE | 2021-10-31 02:09 | LiDAR
1617 | 328765 | DOMESTIC | Water Supply Meter | ACTIVE | QLDC | 392.95 |  |  | 18MC253408 |  |  | 2019-10-24 11:00 | RM161093 | ARROWTOWN | C Hughes & Assoc. |  | BFC | 2019-10-28 21:17 | BFC | 2019-10-28 21:17 | High |  | {A086FC52-D606-4000-8637-C4CFBA369B16} | SDE | 2020-08-04 03:19 | SDE | 2021-10-31 02:09 | LiDAR
1618 | 328766 | DOMESTIC | Water Supply Meter | ACTIVE | QLDC | 392.61 |  |  | 18MC253407 |  |  | 2019-10-24 11:00 | RM161093 | ARROWTOWN | C Hughes & Assoc. |  | BFC | 2019-10-28 21:17 | BFC | 2019-10-28 21:17 | High |  | {F1A8A4A0-BF3F-4A50-B1CA-A4999E33CA99} | SDE | 2020-08-04 03:19 | SDE | 2021-10-31 02:09 | LiDAR
1619 | 328767 | DOMESTIC | Water Supply Meter | ACTIVE | QLDC | 392.33 |  |  | 18MC250559 |  |  | 2019-10-24 11:00 | RM161093 | ARROWTOWN | C Hughes & Assoc. |  | BFC | 2019-10-28 21:17 | BFC | 2019-10-28 21:17 | High |  | {4C938FC1-2081-41B6-98E7-92BEBF1DB55D} | SDE | 2020-08-04 03:19 | SDE | 2021-10-31 02:09 | LiDAR
1620 | 328768 | DOMESTIC | Water Supply Meter | ACTIVE | QLDC | 391.92 |  |  | 18MC250555 |  |  | 2019-10-24 11:00 | RM161093 | ARROWTOWN | C Hughes & Assoc. |  | BFC | 2019-10-28 21:17 | BFC | 2019-10-28 21:17 | High |  | {02087183-086A-41E5-9298-A40D72ECAD2B} | SDE | 2020-08-04 03:19 | SDE | 2021-10-31 02:09 | LiDAR
1621 | 328769 | DOMESTIC | Water Supply Meter | ACTIVE | QLDC | 391.98 |  |  | 18MC250560 |  |  | 2019-10-24 11:00 | RM161093 | ARROWTOWN | C Hughes & Assoc. |  | BFC | 2019-10-28 21:17 | BFC | 2019-10-28 21:17 | High |  | {DE9D5B2D-8CC7-43BA-9CE3-AF8ED8D6A644} | SDE | 2020-08-04 03:19 | SDE | 2021-10-31 02:09 | LiDAR
1622 | 328770 | DOMESTIC | Water Supply Meter | ACTIVE | QLDC | 392.38 |  |  | 18MC253447 |  |  | 2019-10-24 11:00 | RM161093 | ARROWTOWN | C Hughes & Assoc. |  | BFC | 2019-10-28 21:17 | BFC | 2019-10-28 21:17 | High |  | {F8D17A7F-DEC8-4A09-9C65-2845293CC47F} | SDE | 2020-08-04 03:19 | SDE | 2021-10-31 02:09 | LiDAR
1623 | 328771 | DOMESTIC | Water Supply Meter | ACTIVE | QLDC | 391.96 |  |  | 18MC250569 |  |  | 2019-10-24 11:00 | RM161093 | ARROWTOWN | C Hughes & Assoc. |  | BFC | 2019-10-28 21:17 | BFC | 2019-10-28 21:17 | High |  | {D8FF5EFB-4B22-4082-9910-65503D4D3DC1} | SDE | 2020-08-04 03:19 | SDE | 2021-10-31 02:09 | LiDAR
1624 | 328772 | DOMESTIC | Water Supply Meter | ACTIVE | QLDC | 391.89 |  |  | 18MC250568 |  |  | 2019-10-24 11:00 | RM161093 | ARROWTOWN | C Hughes & Assoc. |  | BFC | 2019-10-28 21:17 | BFC | 2019-10-28 21:17 | High |  | {8D621A1B-E2D6-4886-AC67-E297925DCCDA} | SDE | 2020-08-04 03:19 | SDE | 2021-10-31 02:09 | LiDAR
1625 | 328773 | COMMERC | Water Supply Meter |  |  | 347.82 | [5 empty] | 2020-07-27 08:46 |  | QUEENSTOWN | VEOLIA_FLD |  | Leanne.Ferguson | 2020-07-27 08:46 | BFC | 2020-08-04 03:35 | Medium |  | {3F5F703D-3E2F-49EC-B4AE-3D5B4C19CA75} | SDE | 2020-08-04 21:53 | SDE | 2021-10-31 02:09 | LiDAR
1626 | 328774 | COMMERC | Water Supply Meter |  |  | 347.42 | [5 empty] | 2020-07-27 08:46 |  | QUEENSTOWN | VEOLIA_FLD |  | Leanne.Ferguson | 2020-07-27 08:46 | BFC | 2020-08-04 03:35 | Medium |  | {68BC30DA-36E5-4479-813D-7749982095ED} | SDE | 2020-08-04 21:53 | SDE | 2021-10-31 02:09 | LiDAR
1627 | 328775 | COMMERC | Water Supply Meter |  |  | 347.65 | [5 empty] | 2020-07-27 08:46 |  | QUEENSTOWN | VEOLIA_FLD |  | Leanne.Ferguson | 2020-07-27 08:46 | BFC | 2020-08-04 03:35 | Medium |  | {60943B1D-A9A5-4F97-AFF1-BAF49CE79D4C} | SDE | 2020-08-04 21:53 | SDE | 2021-10-31 02:09 | LiDAR
2025 | 328776 | DOMESTIC | Water Supply Meter | ACTIVE | QLDC | 453.52 |  | 20 |  | ACUFLO |  | 2017-10-31 11:00 | SH160143_1 | ARTHURS PT | ASCL |  | BFC | 2020-08-25 12:00 | BFC | 2020-08-25 12:00 | High |  | {88C9E4D0-7551-43AA-920F-90088CA21AEE} | SDE | 2020-08-26 01:45 | SDE | 2021-10-31 02:09 | LiDAR
2026 | 328777 | DOMESTIC | Water Supply Meter | ACTIVE | QLDC | 453.56 |  | 20 |  | ACUFLO |  | 2017-10-31 11:00 | SH160143_1 | ARTHURS PT | ASCL |  | BFC | 2020-08-25 12:00 | BFC | 2020-08-25 12:00 | High |  | {9E4C40C7-5667-40E3-B7C7-8DF930D12562} | SDE | 2020-08-26 01:45 | SDE | 2021-10-31 02:09 | LiDAR
2027 | 328778 | DOMESTIC | Water Supply Meter | ACTIVE | QLDC | 453.46 |  | 20 |  | ACUFLO |  | 2017-10-31 11:00 | SH160143_1 | ARTHURS PT | ASCL |  | BFC | 2020-08-25 12:00 | BFC | 2020-08-25 12:00 | High |  | {C90594D2-195A-4CFD-A8D9-B14E2081F418} | SDE | 2020-08-26 01:45 | SDE | 2021-10-31 02:09 | LiDAR
2028 | 328779 | DOMESTIC | Water Supply Meter | ACTIVE | QLDC | 453.51 |  | 20 |  | ACUFLO |  | 2017-10-31 11:00 | SH160143_1 | ARTHURS PT | ASCL |  | BFC | 2020-08-25 12:00 | BFC | 2020-08-25 12:00 | High |  | {80842D95-AEF3-4722-B3B2-7E2A2A85FD0D} | SDE | 2020-08-26 01:45 | SDE | 2021-10-31 02:09 | LiDAR
2029 | 328780 | DOMESTIC | Water Supply Meter | ACTIVE | QLDC | 450.57 |  | 20 |  | ACUFLO |  | 2017-10-31 11:00 | SH160143_1 | ARTHURS PT | ASCL |  | BFC | 2020-08-25 12:00 | BFC | 2020-08-25 12:00 | High |  | {43487452-B6B8-4779-9682-A74A4BF0C177} | SDE | 2020-08-26 01:45 | SDE | 2021-10-31 02:09 | LiDAR
2030 | 328781 | DOMESTIC | Water Supply Meter | ACTIVE | QLDC | 450.64 |  | 20 |  | ACUFLO |  | 2017-10-31 11:00 | SH160143_1 | ARTHURS PT | ASCL |  | BFC | 2020-08-25 12:00 | BFC | 2020-08-25 12:00 | High |  | {F4DD554B-6DC7-4F43-8098-B52E66A7B19F} | SDE | 2020-08-26 01:45 | SDE | 2021-10-31 02:09 | LiDAR
2031 | 328782 | DOMESTIC | Water Supply Meter | ACTIVE | QLDC | 450.39 |  | 20 |  | ACUFLO |  | 2017-10-31 11:00 | SH160143_1 | ARTHURS PT | ASCL |  | BFC | 2020-08-25 12:00 | BFC | 2020-08-25 12:00 | High |  | {4B7A1DF4-765B-4F32-9A85-1442717D99DD} | SDE | 2020-08-26 01:45 | SDE | 2021-10-31 02:09 | LiDAR
2032 | 328783 | DOMESTIC | Water Supply Meter | ACTIVE | QLDC | 450.96 |  | 20 |  | ACUFLO |  | 2017-10-31 11:00 | SH160143_1 | ARTHURS PT | ASCL |  | BFC | 2020-08-25 12:00 | BFC | 2020-08-25 12:00 | High |  | {E39E082A-49EB-4C5E-B667-DC64C887B468} | SDE | 2020-08-26 01:45 | SDE | 2021-10-31 02:09 | LiDAR
2033 | 328784 | DOMESTIC | Water Supply Meter | ACTIVE | QLDC | 451.01 |  | 20 |  | ACUFLO |  | 2017-10-31 11:00 | SH160143_1 | ARTHURS PT | ASCL |  | BFC | 2020-08-25 12:00 | BFC | 2020-08-25 12:00 | High |  | {F8A6E0D6-0FDA-44B0-BB15-BD54BF4955BB} | SDE | 2020-08-26 01:45 | SDE | 2021-10-31 02:09 | LiDAR
2034 | 328785 | DOMESTIC | Water Supply Meter | ACTIVE | QLDC | 450.87 |  | 20 |  | ACUFLO |  | 2017-10-31 11:00 | SH160143_1 | ARTHURS PT | ASCL |  | BFC | 2020-08-25 12:00 | BFC | 2020-08-25 12:00 | High |  | {DBBF16B9-EA35-4659-82AB-63D29ED0D6B7} | SDE | 2020-08-26 01:45 | SDE | 2021-10-31 02:09 | LiDAR
2035 | 328786 | DOMESTIC | Water Supply Meter | ACTIVE | QLDC | 450.72 |  | 20 |  | ACUFLO |  | 2017-10-31 11:00 | SH160143_1 | ARTHURS PT | ASCL |  | BFC | 2020-08-25 12:00 | BFC | 2020-08-25 12:00 | High |  | {2EA278F1-3010-4EAB-BA45-29A7695BE3F2} | SDE | 2020-08-26 01:45 | SDE | 2021-10-31 02:09 | LiDAR
2036 | 328787 | DOMESTIC | Water Supply Meter | ACTIVE | QLDC | 447.61 |  | 20 |  | ACUFLO |  | 2017-10-31 11:00 | SH160143_1 | ARTHURS PT | ASCL |  | BFC | 2020-08-25 12:00 | BFC | 2020-08-25 12:00 | High |  | {C84EB1D6-8DEE-4C7A-A497-061B8C5765C5} | SDE | 2020-08-26 01:45 | SDE | 2021-10-31 02:09 | LiDAR
2037 | 328788 | DOMESTIC | Water Supply Meter | ACTIVE | QLDC | 447.62 |  | 20 |  | ACUFLO |  | 2017-10-31 11:00 | SH160143_1 | ARTHURS PT | ASCL |  | BFC | 2020-08-25 12:00 | BFC | 2020-08-25 12:00 | High |  | {3484C5E3-4D85-47AD-95C6-62414B26CDDF} | SDE | 2020-08-26 01:45 | SDE | 2021-10-31 02:09 | LiDAR
2038 | 328789 | DOMESTIC | Water Supply Meter | ACTIVE | QLDC | 447.77 |  | 20 |  | ACUFLO |  | 2017-10-31 11:00 | SH160143_1 | ARTHURS PT | ASCL |  | BFC | 2020-08-25 12:00 | BFC | 2020-08-25 12:00 | High |  | {3E5B6D4D-6E3E-4BB0-8188-76E7DF3D51E0} | SDE | 2020-08-26 01:45 | SDE | 2021-10-31 02:09 | LiDAR
2039 | 328790 | DOMESTIC | Water Supply Meter | ACTIVE | QLDC | 446.84 |  | 20 |  | ACUFLO |  | 2017-10-31 11:00 | SH160143_1 | ARTHURS PT | ASCL |  | BFC | 2020-08-25 12:00 | BFC | 2020-08-25 12:00 | High |  | {3D55DC81-2037-498D-A49A-2352B9145DBB} | SDE | 2020-08-26 01:45 | SDE | 2021-10-31 02:09 | LiDAR
2040 | 328791 | DOMESTIC | Water Supply Meter | ACTIVE | QLDC | 449.07 |  | 20 |  | 620 |  | 2018-05-01 12:00 | SH160143_2 | ARTHURS PT | ASCL |  | BFC | 2020-08-25 12:00 | BFC | 2020-08-25 12:00 | High |  | {7C7884D7-8281-4E54-BB54-BA7F12E905EC} | SDE | 2020-08-26 01:45 | SDE | 2021-10-31 02:09 | Dunedin 58
2041 | 328792 | DOMESTIC | Water Supply Meter | ACTIVE | QLDC | 449.07 |  | 20 |  | 620 |  | 2018-05-01 12:00 | SH160143_2 | ARTHURS PT | ASCL |  | BFC | 2020-08-25 12:00 | BFC | 2020-08-25 12:00 | High |  | {F9D2D6D1-2855-4D1B-B684-FB2268C9DE58} | SDE | 2020-08-26 01:45 | SDE | 2021-10-31 02:09 | Dunedin 58
2042 | 328793 | DOMESTIC | Water Supply Meter | ACTIVE | QLDC | 449.12 |  | 20 |  | 620 |  | 2018-05-01 12:00 | SH160143_2 | ARTHURS PT | ASCL |  | BFC | 2020-08-25 12:00 | BFC | 2020-08-25 12:00 | High |  | {A575EF0E-4B25-4422-88AD-5DD81DC5B471} | SDE | 2020-08-26 01:45 | SDE | 2021-10-31 02:09 | Dunedin 58
2043 | 328794 | DOMESTIC | Water Supply Meter | ACTIVE | QLDC | 449.39 |  | 20 |  | 620 |  | 2018-05-01 12:00 | SH160143_2 | ARTHURS PT | ASCL |  | BFC | 2020-08-25 12:00 | BFC | 2020-08-25 12:00 | High |  | {9D2E5E4D-3133-4386-93A0-FE60BB40B700} | SDE | 2020-08-26 01:45 | SDE | 2021-10-31 02:09 | Dunedin 58
2044 | 328795 | DOMESTIC | Water Supply Meter | ACTIVE | QLDC | 449.47 |  | 20 |  | 620 |  | 2018-05-01 12:00 | SH160143_2 | ARTHURS PT | ASCL |  | BFC | 2020-08-25 12:00 | BFC | 2020-08-25 12:00 | High |  | {081A1D03-CA95-4D72-8DD5-0E93757EB8E3} | SDE | 2020-08-26 01:45 | SDE | 2021-10-31 02:09 | Dunedin 58
2045 | 328796 | DOMESTIC | Water Supply Meter | ACTIVE | QLDC | 448.87 |  | 20 |  | 620 |  | 2018-05-01 12:00 | SH160143_2 | ARTHURS PT | ASCL |  | BFC | 2020-08-25 12:00 | BFC | 2020-08-25 12:00 | High |  | {AF395CAA-2327-43E1-8ACA-334AD207BB9D} | SDE | 2020-08-26 01:45 | SDE | 2021-10-31 02:09 | Dunedin 58
2046 | 328797 | DOMESTIC | Water Supply Meter | ACTIVE | QLDC | 448.68 |  | 20 |  | 620 |  | 2018-05-01 12:00 | SH160143_2 | ARTHURS PT | ASCL |  | BFC | 2020-08-25 12:00 | BFC | 2020-08-25 12:00 | High |  | {AAB002D4-2F6D-43CA-B092-28DCE0234284} | SDE | 2020-08-26 01:45 | SDE | 2021-10-31 02:09 | Dunedin 58
2047 | 328798 | DOMESTIC | Water Supply Meter | ACTIVE | QLDC | 448.64 |  | 20 |  | 620 |  | 2018-05-01 12:00 | SH160143_2 | ARTHURS PT | ASCL |  | BFC | 2020-08-25 12:00 | BFC | 2020-08-25 12:00 | High |  | {127D45DE-CB77-401A-BAD8-4C4DB30A8B3D} | SDE | 2020-08-26 01:45 | SDE | 2021-10-31 02:09 | Dunedin 58
2048 | 328799 | DOMESTIC | Water Supply Meter | ACTIVE | QLDC | 448.7 |  | 20 |  | 620 |  | 2018-05-01 12:00 | SH160143_2 | ARTHURS PT | ASCL |  | BFC | 2020-08-25 12:00 | BFC | 2020-08-25 12:00 | High |  | {3069F2F7-D77B-469E-A7C6-B04F23699096} | SDE | 2020-08-26 01:45 | SDE | 2021-10-31 02:09 | Dunedin 58
2049 | 328800 | DOMESTIC | Water Supply Meter | ACTIVE | QLDC | 448.95 |  | 20 |  | 620 |  | 2018-05-01 12:00 | SH160143_2 | ARTHURS PT | ASCL |  | BFC | 2020-08-25 12:00 | BFC | 2020-08-25 12:00 | High |  | {40E2E777-2B1A-4EC0-BDA3-630F0CB7A37D} | SDE | 2020-08-26 01:45 | SDE | 2021-10-31 02:09 | Dunedin 58
2050 | 328801 | DOMESTIC | Water Supply Meter | ACTIVE | QLDC | 449.34 |  | 20 |  | 620 |  | 2018-05-01 12:00 | SH160143_2 | ARTHURS PT | ASCL |  | BFC | 2020-08-25 12:00 | BFC | 2020-08-25 12:00 | High |  | {5EB9BF23-664B-4351-A38D-35B9FC3D1061} | SDE | 2020-08-26 01:45 | SDE | 2021-10-31 02:09 | Dunedin 58
2051 | 328802 | DOMESTIC | Water Supply Meter | ACTIVE | QLDC | 448.8 |  | 20 |  | 620 |  | 2018-05-01 12:00 | SH160143_2 | ARTHURS PT | ASCL |  | BFC | 2020-08-25 12:00 | BFC | 2020-08-25 12:00 | High |  | {E47AE04B-46E0-4AA6-83C0-056C1850C995} | SDE | 2020-08-26 01:45 | SDE | 2021-10-31 02:09 | NZVD
2052 | 329815 | FLOW | Water Flow Meter | ACTIVE | QLDC | 313.94 | 0 |  |  |  |  | 2018-01-31 11:00 |  | QUEENSTOWN | McConnell Dowel |  | BFC | 2020-10-01 23:39 | BFC | 2020-10-01 23:39 | High |  | {AF16CD82-FCC6-4DD5-AF95-8F0E755BDE08} | SDE | 2020-10-04 22:31 | SDE | 2021-10-31 02:09 | Dunedin 58
2053 | 330727 | FLOW | Water Flow Meter | ACTIVE | QLDC | 356.16 |  | 150 |  |  |  | 2017-12-30 11:00 | SH160140 |  | Benchmark |  | BFC | 2019-08-13 22:13 | BFC | 2019-08-13 22:13 | High |  | {5D3F1068-685E-4BDD-9DAA-14D79D3D7CE2} | SDE | 2020-10-05 01:04 | SDE | 2021-10-31 02:09 | Dunedin 58
2054 | 330728 | FLOW | Water Flow Meter | ACTIVE | QLDC | 356.16 |  | 150 |  |  |  | 2017-12-30 11:00 | SH160140 |  | Benchmark |  | BFC | 2019-08-13 22:13 | BFC | 2019-08-13 22:13 | High |  | {CBBCC903-BF25-4E74-BB08-8CDD039EC492} | SDE | 2020-10-05 01:04 | SDE | 2021-10-31 02:09 | Dunedin 58
2055 | 330729 | DOMESTIC | Water Supply Meter | ACTIVE | QLDC | 337.42 | 336.9 |  |  |  |  | 2020-01-28 11:00 | RM181476 | LAKE HAYES | PPG Queenstown | Sensus 620 supplied to Veolia | BFC | 2020-09-13 19:59 | BFC | 2020-09-13 19:59 | High |  | {36E836AD-3D88-42E5-80B4-A9AFA89F1EA5} | SDE | 2020-10-07 20:35 | SDE | 2021-10-31 02:09 | LiDAR
2056 | 330730 | DOMESTIC | Water Supply Meter | ACTIVE | QLDC | 337.44 | 336.8 |  |  |  |  | 2020-01-28 11:00 | RM181476 | LAKE HAYES | PPG Queenstown | JDI supplied to Veolia 28/8/2020 | BFC | 2020-09-13 19:59 | BFC | 2020-09-13 19:59 | High |  | {63205412-80B5-4B4B-9B0E-9CFE8A7CDDE5} | SDE | 2020-10-07 20:35 | SDE | 2021-10-31 02:09 | LiDAR
2057 | 330731 | DOMESTIC | Water Supply Meter | ACTIVE | QLDC | 337.44 | 336.8 |  |  |  |  | 2020-01-28 11:00 | RM181476 | LAKE HAYES | PPG Queenstown | JDI supplied to Veolia 28/8/2020 | BFC | 2020-09-13 19:59 | BFC | 2020-09-13 19:59 | High |  | {5CD1EC36-F15E-4701-8290-0DD360B8DAFA} | SDE | 2020-10-07 20:35 | SDE | 2021-10-31 02:09 | LiDAR
2455 | 331577 | DOMESTIC | Water Supply Meter | ACTIVE | QLDC | 360.04 | [5 empty] | 2017-12-31 11:00 | RM160963 | QUEENSTOWN | Maven Otago Ltd. |  | BFC | 2019-11-08 03:19 | BFC | 2019-11-08 03:19 | High |  | {457BEDC5-07A1-4FD3-9BBF-74B8D7146634} | SDE | 2020-10-19 01:55 | SDE | 2021-10-31 02:09 | LiDAR
2456 | 331578 | DOMESTIC | Water Supply Meter | ACTIVE | QLDC | 360.07 | [5 empty] | 2017-12-31 11:00 | RM160963 | QUEENSTOWN | Maven Otago Ltd. |  | BFC | 2019-11-08 03:19 | BFC | 2019-11-08 03:19 | High |  | {16F29850-347A-4C4F-AE7C-DD9721DA10FB} | SDE | 2020-10-19 01:55 | SDE | 2021-10-31 02:09 | LiDAR
2457 | 331579 | DOMESTIC | Water Supply Meter | ACTIVE | QLDC | 360.15 | [5 empty] | 2017-12-31 11:00 | RM160963 | QUEENSTOWN | Maven Otago Ltd. |  | BFC | 2019-11-08 03:19 | BFC | 2019-11-08 03:19 | High |  | {BF3A1274-BBB3-409D-8C1E-7A0AFB891DEA} | SDE | 2020-10-19 01:55 | SDE | 2021-10-31 02:09 | LiDAR
2458 | 331580 | DOMESTIC | Water Supply Meter | ACTIVE | QLDC | 360.2 | [5 empty] | 2017-12-31 11:00 | RM160963 | QUEENSTOWN | Maven Otago Ltd. |  | BFC | 2019-11-08 03:19 | BFC | 2019-11-08 03:19 | High |  | {6A117CA9-F440-41E8-896F-B85F4E5A0057} | SDE | 2020-10-19 01:55 | SDE | 2021-10-31 02:09 | LiDAR
2459 | 331581 | DOMESTIC | Water Supply Meter | ACTIVE | QLDC | 360.26 | [5 empty] | 2017-12-31 11:00 | RM160963 | QUEENSTOWN | Maven Otago Ltd. |  | BFC | 2019-11-08 03:19 | BFC | 2019-11-08 03:19 | High |  | {5E580DD1-86B5-4E7F-85A4-3910BF233D65} | SDE | 2020-10-19 01:55 | SDE | 2021-10-31 02:09 | LiDAR
2460 | 331582 | DOMESTIC | Water Supply Meter | ACTIVE | QLDC | 360.15 | [5 empty] | 2017-12-31 11:00 | RM160963 | QUEENSTOWN | Maven Otago Ltd. |  | BFC | 2019-11-08 03:19 | BFC | 2019-11-08 03:19 | High |  | {C2A192F2-3D6F-424F-8570-7BB8ED059B57} | SDE | 2020-10-19 01:55 | SDE | 2021-10-31 02:09 | LiDAR
2461 | 331583 | DOMESTIC | Water Supply Meter | ACTIVE | QLDC | 360.2 | [5 empty] | 2017-12-31 11:00 | RM160963 | QUEENSTOWN | Maven Otago Ltd. |  | BFC | 2019-11-08 03:19 | BFC | 2019-11-08 03:19 | High |  | {40951B95-BA45-4D25-BB90-B97E3991DA1D} | SDE | 2020-10-19 01:55 | SDE | 2021-10-31 02:09 | LiDAR
2462 | 331584 | DOMESTIC | Water Supply Meter | ACTIVE | QLDC | 360.39 | [5 empty] | 2017-12-31 11:00 | RM160963 | QUEENSTOWN | Maven Otago Ltd. |  | BFC | 2019-11-08 03:19 | BFC | 2019-11-08 03:19 | High |  | {A45267B6-3297-4EB4-9F17-3254202E6339} | SDE | 2020-10-19 01:55 | SDE | 2021-10-31 02:09 | LiDAR
2463 | 331585 | DOMESTIC | Water Supply Meter | ACTIVE | QLDC | 360.39 | [5 empty] | 2017-12-31 11:00 | RM160963 | QUEENSTOWN | Maven Otago Ltd. |  | BFC | 2019-11-08 03:19 | BFC | 2019-11-08 03:19 | High |  | {8FDC4B2D-60D6-4F31-B060-12F494575C9E} | SDE | 2020-10-19 01:55 | SDE | 2021-10-31 02:09 | LiDAR
2464 | 331586 | DOMESTIC | Water Supply Meter | ACTIVE | QLDC | 360.41 | [5 empty] | 2017-12-31 11:00 | RM160963 | QUEENSTOWN | Maven Otago Ltd. |  | BFC | 2019-11-08 03:19 | BFC | 2019-11-08 03:19 | High |  | {4E5E7E6C-35E9-45C8-B333-B930DBEDF971} | SDE | 2020-10-19 01:55 | SDE | 2021-10-31 02:09 | LiDAR
2465 | 331587 | DOMESTIC | Water Supply Meter | ACTIVE | QLDC | 360.46 | [5 empty] | 2017-12-31 11:00 | RM160963 | QUEENSTOWN | Maven Otago Ltd. |  | BFC | 2019-11-08 03:19 | BFC | 2019-11-08 03:19 | High |  | {8993FABA-A701-4B77-992C-246E740AF66A} | SDE | 2020-10-19 01:55 | SDE | 2021-10-31 02:09 | LiDAR
2466 | 331588 | DOMESTIC | Water Supply Meter | ACTIVE | QLDC | 360.37 | [5 empty] | 2017-12-31 11:00 | RM160963 | QUEENSTOWN | Maven Otago Ltd. |  | BFC | 2019-11-08 03:19 | BFC | 2019-11-08 03:19 | High |  | {72BF5E74-CB0E-4BCC-A6F2-8A87489ACB09} | SDE | 2020-10-19 01:55 | SDE | 2021-10-31 02:09 | LiDAR
2467 | 331589 | DOMESTIC | Water Supply Meter | ACTIVE | QLDC | 357.87 | [5 empty] | 2017-12-31 11:00 | RM160963 | QUEENSTOWN | Maven Otago Ltd. |  | BFC | 2019-11-08 03:19 | BFC | 2019-11-08 03:19 | High |  | {85855CD2-AE3F-4B91-8205-7C2FC07DD2E7} | SDE | 2020-10-19 01:55 | SDE | 2021-10-31 02:09 | LiDAR
2468 | 331590 | DOMESTIC | Water Supply Meter | ACTIVE | QLDC | 357.94 | [5 empty] | 2017-12-31 11:00 | RM160963 | QUEENSTOWN | Maven Otago Ltd. |  | BFC | 2019-11-08 03:19 | BFC | 2019-11-08 03:19 | High |  | {99DACB8B-7169-4EC3-9846-8338D317043E} | SDE | 2020-10-19 01:55 | SDE | 2021-10-31 02:09 | LiDAR
2469 | 331591 | DOMESTIC | Water Supply Meter | ACTIVE | QLDC | 357.99 | [5 empty] | 2017-12-31 11:00 | RM160963 | QUEENSTOWN | Maven Otago Ltd. |  | BFC | 2019-11-08 03:19 | BFC | 2019-11-08 03:19 | High |  | {F2B3675F-1E64-4152-B154-64D028BD62DD} | SDE | 2020-10-19 01:55 | SDE | 2021-10-31 02:09 | LiDAR
2470 | 331592 | DOMESTIC | Water Supply Meter | ACTIVE | QLDC | 358.11 | [5 empty] | 2017-12-31 11:00 | RM160963 | QUEENSTOWN | Maven Otago Ltd. |  | BFC | 2019-11-08 03:19 | BFC | 2019-11-08 03:19 | High |  | {498EBC1E-E9E4-403F-91EB-374D5241EC30} | SDE | 2020-10-19 01:55 | SDE | 2021-10-31 02:09 | LiDAR
2471 | 331593 | DOMESTIC | Water Supply Meter | ACTIVE | QLDC | 358.14 | [5 empty] | 2017-12-31 11:00 | RM160963 | QUEENSTOWN | Maven Otago Ltd. |  | BFC | 2019-11-08 03:19 | BFC | 2019-11-08 03:19 | High |  | {7470A12F-A6F0-4E31-8020-46427EC563E6} | SDE | 2020-10-19 01:55 | SDE | 2021-10-31 02:09 | LiDAR
2472 | 331594 | DOMESTIC | Water Supply Meter | ACTIVE | QLDC | 358.33 | [5 empty] | 2017-12-31 11:00 | RM160963 | QUEENSTOWN | Maven Otago Ltd. |  | BFC | 2019-11-08 03:19 | BFC | 2019-11-08 03:19 | High |  | {7DF5FA8D-140A-423F-A57F-0ECD23431A82} | SDE | 2020-10-19 01:55 | SDE | 2021-10-31 02:09 | LiDAR
2473 | 331595 | DOMESTIC | Water Supply Meter | ACTIVE | QLDC | 358.14 | [5 empty] | 2017-12-31 11:00 | RM160963 | QUEENSTOWN | Maven Otago Ltd. |  | BFC | 2019-11-08 03:19 | BFC | 2019-11-08 03:19 | High |  | {4B688BB3-E711-4BD8-A10B-F6AD80364009} | SDE | 2020-10-19 01:55 | SDE | 2021-10-31 02:09 | LiDAR
2474 | 331596 | DOMESTIC | Water Supply Meter | ACTIVE | QLDC | 358.41 | [5 empty] | 2017-12-31 11:00 | RM160963 | QUEENSTOWN | Maven Otago Ltd. |  | BFC | 2019-11-08 03:19 | BFC | 2019-11-08 03:19 | High |  | {E6FE3B5C-15AC-4E0F-8B4B-0E03992A6A10} | SDE | 2020-10-19 01:55 | SDE | 2021-10-31 02:09 | LiDAR
2475 | 331597 | DOMESTIC | Water Supply Meter | ACTIVE | QLDC | 358.61 | [5 empty] | 2017-12-31 11:00 | RM160963 | QUEENSTOWN | Maven Otago Ltd. |  | BFC | 2019-11-08 03:19 | BFC | 2019-11-08 03:19 | High |  | {1F0A69A6-8A20-4B0F-8413-B1FC26B60974} | SDE | 2020-10-19 01:55 | SDE | 2021-10-31 02:09 | LiDAR
2476 | 331598 | DOMESTIC | Water Supply Meter | ACTIVE | QLDC | 358.77 | [5 empty] | 2017-12-31 11:00 | RM160963 | QUEENSTOWN | Maven Otago Ltd. |  | BFC | 2019-11-08 03:19 | BFC | 2019-11-08 03:19 | High |  | {8FBD871C-A8A9-41F3-9DFB-C28E333AFBF2} | SDE | 2020-10-19 01:55 | SDE | 2021-10-31 02:09 | LiDAR
2477 | 331599 | DOMESTIC | Water Supply Meter | ACTIVE | QLDC | 358.96 | [5 empty] | 2017-12-31 11:00 | RM160963 | QUEENSTOWN | Maven Otago Ltd. |  | BFC | 2019-11-08 03:19 | BFC | 2019-11-08 03:19 | High |  | {99784743-009F-43BA-8F10-DE329ED955E0} | SDE | 2020-10-19 01:55 | SDE | 2021-10-31 02:09 | LiDAR
2478 | 331600 | DOMESTIC | Water Supply Meter | ACTIVE | QLDC | 359.1 | [5 empty] | 2017-12-31 11:00 | RM160963 | QUEENSTOWN | Maven Otago Ltd. |  | BFC | 2019-11-08 03:19 | BFC | 2019-11-08 03:19 | High |  | {42F90C1A-733F-4300-868A-C3E306A4D46D} | SDE | 2020-10-19 01:55 | SDE | 2021-10-31 02:09 | LiDAR
2479 | 331601 | DOMESTIC | Water Supply Meter | ACTIVE | QLDC | 359.05 | [5 empty] | 2017-12-31 11:00 | RM160963 | QUEENSTOWN | Maven Otago Ltd. |  | BFC | 2019-11-08 03:19 | BFC | 2019-11-08 03:19 | High |  | {3BE9B3B6-80C4-4E92-B383-874C65778F2D} | SDE | 2020-10-19 01:55 | SDE | 2021-10-31 02:09 | LiDAR
2480 | 331602 | DOMESTIC | Water Supply Meter | ACTIVE | QLDC | 359.36 | [5 empty] | 2017-12-31 11:00 | RM160963 | QUEENSTOWN | Maven Otago Ltd. |  | BFC | 2019-11-08 03:19 | BFC | 2019-11-08 03:19 | High |  | {BECBA166-592C-4225-874C-63E6CBD18934} | SDE | 2020-10-19 01:55 | SDE | 2021-10-31 02:09 | LiDAR
2481 | 331603 | DOMESTIC | Water Supply Meter | ACTIVE | QLDC | 359.19 | [5 empty] | 2017-12-31 11:00 | RM160963 | QUEENSTOWN | Maven Otago Ltd. |  | BFC | 2019-11-08 03:19 | BFC | 2019-11-08 03:19 | High |  | {6C253151-43E7-485A-B1D8-356EEDC41B69} | SDE | 2020-10-19 01:55 | SDE | 2021-10-31 02:09 | LiDAR
2482 | 331604 | DOMESTIC | Water Supply Meter | ACTIVE | QLDC | 359.32 | [5 empty] | 2017-12-31 11:00 | RM160963 | QUEENSTOWN | Maven Otago Ltd. |  | BFC | 2019-11-08 03:19 | BFC | 2019-11-08 03:19 | High |  | {570669EC-031E-40B1-B335-165E2FFC0212} | SDE | 2020-10-19 01:55 | SDE | 2021-10-31 02:09 | LiDAR
2483 | 331605 | DOMESTIC | Water Supply Meter | ACTIVE | QLDC | 359.53 | [5 empty] | 2017-12-31 11:00 | RM160963 | QUEENSTOWN | Maven Otago Ltd. |  | BFC | 2019-11-08 03:19 | BFC | 2019-11-08 03:19 | High |  | {7BA655F7-78D0-4040-9F66-BA5DCF3C203C} | SDE | 2020-10-19 01:55 | SDE | 2021-10-31 02:09 | LiDAR
2484 | 331606 | DOMESTIC | Water Supply Meter | ACTIVE | QLDC | 359.79 | [5 empty] | 2017-12-31 11:00 | RM160963 | QUEENSTOWN | Maven Otago Ltd. |  | BFC | 2019-11-08 03:19 | BFC | 2019-11-08 03:19 | High |  | {A47DCB39-7D4D-4279-A5B1-394E21A2CA34} | SDE | 2020-10-19 01:55 | SDE | 2021-10-31 02:09 | LiDAR
2485 | 331607 | DOMESTIC | Water Supply Meter | ACTIVE | QLDC | 359.57 | [5 empty] | 2017-12-31 11:00 | RM160963 | QUEENSTOWN | Maven Otago Ltd. |  | BFC | 2019-11-08 03:19 | BFC | 2019-11-08 03:19 | High |  | {4667A1D7-359D-4083-812A-2995945F4B6D} | SDE | 2020-10-19 01:55 | SDE | 2021-10-31 02:09 | LiDAR
2486 | 331608 | DOMESTIC | Water Supply Meter | ACTIVE | QLDC | 360.57 | [5 empty] | 2017-12-31 11:00 | RM160963 | QUEENSTOWN | Maven Otago Ltd. |  | BFC | 2019-11-08 03:19 | BFC | 2019-11-08 03:19 | High |  | {D7173250-DC4D-4E77-AF1D-84A42B0AC604} | SDE | 2020-10-19 01:55 | SDE | 2021-10-31 02:09 | LiDAR
2487 | 331609 | DOMESTIC | Water Supply Meter | ACTIVE | QLDC | 360.67 | [5 empty] | 2017-12-31 11:00 | RM160963 | QUEENSTOWN | Maven Otago Ltd. |  | BFC | 2019-11-08 03:19 | BFC | 2019-11-08 03:19 | High |  | {83891BBA-C30E-41F0-AE6B-6F995858F23E} | SDE | 2020-10-19 01:55 | SDE | 2021-10-31 02:09 | LiDAR
2488 | 331610 | DOMESTIC | Water Supply Meter | ACTIVE | QLDC | 360.68 | [5 empty] | 2017-12-31 11:00 | RM160963 | QUEENSTOWN | Maven Otago Ltd. |  | BFC | 2019-11-08 03:19 | BFC | 2019-11-08 03:19 | High |  | {AAB32566-4E1A-4D0D-A87F-1D153DCA51DC} | SDE | 2020-10-19 01:55 | SDE | 2021-10-31 02:09 | LiDAR
2489 | 331611 | DOMESTIC | Water Supply Meter | ACTIVE | QLDC | 360.64 | [5 empty] | 2017-12-31 11:00 | RM160963 | QUEENSTOWN | Maven Otago Ltd. |  | BFC | 2019-11-08 03:19 | BFC | 2019-11-08 03:19 | High |  | {2AACA409-676A-4FF7-86A0-0B4FD59F0932} | SDE | 2020-10-19 01:55 | SDE | 2021-10-31 02:09 | LiDAR
2490 | 331612 | DOMESTIC | Water Supply Meter | ACTIVE | QLDC | 360.63 | [5 empty] | 2017-12-31 11:00 | RM160963 | QUEENSTOWN | Maven Otago Ltd. |  | BFC | 2019-11-08 03:19 | BFC | 2019-11-08 03:19 | High |  | {7D836398-0D76-4C04-B82D-C5FCE0EA61DA} | SDE | 2020-10-19 01:55 | SDE | 2021-10-31 02:09 | LiDAR
2491 | 331613 | DOMESTIC | Water Supply Meter | ACTIVE | QLDC | 360.73 | [5 empty] | 2017-12-31 11:00 | RM160963 | QUEENSTOWN | Maven Otago Ltd. |  | BFC | 2019-11-08 03:19 | BFC | 2019-11-08 03:19 | High |  | {8B409E58-D7FA-4FE9-9B06-6128E78FECEE} | SDE | 2020-10-19 01:55 | SDE | 2021-10-31 02:09 | LiDAR
2492 | 331614 | DOMESTIC | Water Supply Meter | ACTIVE | PRIVATE | 358.9 | [5 empty] | 2017-12-31 11:00 | RM160963 | QUEENSTOWN | Maven Otago Ltd. | TO BE INSTALLED AT LATER DATE | BFC | 2019-11-08 03:19 | BFC | 2019-11-08 03:19 | High |  | {6BDAD988-F4AC-4FA5-AEA9-24B916F194DC} | SDE | 2020-10-19 01:55 | SDE | 2021-10-31 02:09 | LiDAR
2493 | 331615 | DOMESTIC | Water Supply Meter | ACTIVE | PRIVATE | 359 | [5 empty] | 2017-12-31 11:00 | RM160963 | QUEENSTOWN | Maven Otago Ltd. | TO BE INSTALLED AT LATER DATE | BFC | 2019-11-08 03:19 | BFC | 2019-11-08 03:19 | High |  | {87C622FE-48FA-43CD-B94C-0ED3B7BE5E52} | SDE | 2020-10-19 01:55 | SDE | 2021-10-31 02:09 | LiDAR
2494 | 331616 | DOMESTIC | Water Supply Meter | ACTIVE | PRIVATE | 358.91 | [5 empty] | 2017-12-31 11:00 | RM160963 | QUEENSTOWN | Maven Otago Ltd. | TO BE INSTALLED AT LATER DATE | BFC | 2019-11-08 03:19 | BFC | 2019-11-08 03:19 | High |  | {1B4DEE66-5527-4939-9FD1-AAF368BEF9B7} | SDE | 2020-10-19 01:55 | SDE | 2021-10-31 02:09 | LiDAR
2495 | 331617 | DOMESTIC | Water Supply Meter | ACTIVE | PRIVATE | 358.94 | [5 empty] | 2017-12-31 11:00 | RM160963 | QUEENSTOWN | Maven Otago Ltd. | TO BE INSTALLED AT LATER DATE | BFC | 2019-11-08 03:19 | BFC | 2019-11-08 03:19 | High |  | {9C8195C9-F0CA-4D9C-8605-EF7AEFAA9FBD} | SDE | 2020-10-19 01:55 | SDE | 2021-10-31 02:09 | LiDAR
2496 | 331618 | DOMESTIC | Water Supply Meter | ACTIVE | QLDC | 359.67 | [5 empty] | 2017-12-31 11:00 | RM160963 | QUEENSTOWN | Maven Otago Ltd. |  | BFC | 2019-11-08 03:19 | BFC | 2019-11-08 03:19 | High |  | {F6DCA9ED-4262-4BBC-BE74-6DFF1EA1E3A4} | SDE | 2020-10-19 01:55 | SDE | 2021-10-31 02:09 | LiDAR
2497 | 331619 | DOMESTIC | Water Supply Meter | ACTIVE | QLDC | 359.41 | [5 empty] | 2017-12-31 11:00 | RM160963 | QUEENSTOWN | Maven Otago Ltd. |  | BFC | 2019-11-08 03:19 | BFC | 2019-11-08 03:19 | High |  | {A6C6AA3E-F523-46C9-BE6C-A6F1540B6948} | SDE | 2020-10-19 01:55 | SDE | 2021-10-31 02:09 | LiDAR
2498 | 331620 | DOMESTIC | Water Supply Meter | ACTIVE | QLDC | 359.23 | [5 empty] | 2017-12-31 11:00 | RM160963 | QUEENSTOWN | Maven Otago Ltd. |  | BFC | 2019-11-08 03:19 | BFC | 2019-11-08 03:19 | High |  | {2EBC7821-C655-4ECE-B878-8B9F7A26682F} | SDE | 2020-10-19 01:55 | SDE | 2021-10-31 02:09 | LiDAR
2499 | 331621 | DOMESTIC | Water Supply Meter | ACTIVE | QLDC | 358.37 | [5 empty] | 2017-12-31 11:00 | RM160963 | QUEENSTOWN | Maven Otago Ltd. |  | BFC | 2019-11-08 03:19 | BFC | 2019-11-08 03:19 | High |  | {E2840A54-D349-4D61-9BE0-4E461322E1BE} | SDE | 2020-10-19 01:55 | SDE | 2021-10-31 02:09 | LiDAR
2500 | 331622 | DOMESTIC | Water Supply Meter | ACTIVE | QLDC | 358.39 | [5 empty] | 2017-12-31 11:00 | RM160963 | QUEENSTOWN | Maven Otago Ltd. |  | BFC | 2019-11-08 03:19 | BFC | 2019-11-08 03:19 | High |  | {D1267933-AFA4-4A5B-A4E4-3F547E4DF51C} | SDE | 2020-10-19 01:55 | SDE | 2021-10-31 02:09 | LiDAR
2501 | 331623 | DOMESTIC | Water Supply Meter | ACTIVE | QLDC | 358.44 | [5 empty] | 2017-12-31 11:00 | RM160963 | QUEENSTOWN | Maven Otago Ltd. |  | BFC | 2019-11-08 03:19 | BFC | 2019-11-08 03:19 | High |  | {580AD3D0-86E1-4A58-8AE9-3F7E46B8E8DA} | SDE | 2020-10-19 01:55 | SDE | 2021-10-31 02:09 | LiDAR
2502 | 331624 | DOMESTIC | Water Supply Meter | ACTIVE | QLDC | 358.5 | [5 empty] | 2017-12-31 11:00 | RM160963 | QUEENSTOWN | Maven Otago Ltd. |  | BFC | 2019-11-08 03:19 | BFC | 2019-11-08 03:19 | High |  | {E6FD88FC-3896-493D-A15E-B728DEADD3B1} | SDE | 2020-10-19 01:55 | SDE | 2021-10-31 02:09 | LiDAR
2503 | 331625 | DOMESTIC | Water Supply Meter | ACTIVE | QLDC | 358.49 | [5 empty] | 2017-12-31 11:00 | RM160963 | QUEENSTOWN | Maven Otago Ltd. |  | BFC | 2019-11-08 03:19 | BFC | 2019-11-08 03:19 | High |  | {5685E8B7-9528-4390-B99C-370AAF58116B} | SDE | 2020-10-19 01:55 | SDE | 2021-10-31 02:09 | LiDAR
2504 | 331626 | DOMESTIC | Water Supply Meter | ACTIVE | QLDC | 358.56 | [5 empty] | 2017-12-31 11:00 | RM160963 | QUEENSTOWN | Maven Otago Ltd. |  | BFC | 2019-11-08 03:19 | BFC | 2019-11-08 03:19 | High |  | {873497CD-A4C5-4EB4-A427-0031C3AB39B2} | SDE | 2020-10-19 01:55 | SDE | 2021-10-31 02:09 | LiDAR
2505 | 331627 | DOMESTIC | Water Supply Meter | ACTIVE | QLDC | 358.58 | [5 empty] | 2017-12-31 11:00 | RM160963 | QUEENSTOWN | Maven Otago Ltd. |  | BFC | 2019-11-08 03:19 | BFC | 2019-11-08 03:19 | High |  | {3FFAA9D0-65BA-4A6A-B16A-59D5D36C7E22} | SDE | 2020-10-19 01:55 | SDE | 2021-10-31 02:09 | LiDAR
2506 | 331628 | DOMESTIC | Water Supply Meter | ACTIVE | QLDC | 358.59 | [5 empty] | 2017-12-31 11:00 | RM160963 | QUEENSTOWN | Maven Otago Ltd. |  | BFC | 2019-11-08 03:19 | BFC | 2019-11-08 03:19 | High |  | {B2885601-B0E2-4765-AABF-38AF1162BBC1} | SDE | 2020-10-19 01:55 | SDE | 2021-10-31 02:09 | LiDAR
2507 | 331629 | DOMESTIC | Water Supply Meter | ACTIVE | QLDC | 358.62 | [5 empty] | 2017-12-31 11:00 | RM160963 | QUEENSTOWN | Maven Otago Ltd. |  | BFC | 2019-11-08 03:19 | BFC | 2019-11-08 03:19 | High |  | {D2504A56-A43A-4AC7-ACD6-1BA8A0E35771} | SDE | 2020-10-19 01:55 | SDE | 2021-10-31 02:09 | LiDAR
2508 | 331630 | DOMESTIC | Water Supply Meter | ACTIVE | QLDC | 358.2 | [5 empty] | 2017-12-31 11:00 | RM160963 | QUEENSTOWN | Maven Otago Ltd. |  | BFC | 2019-11-08 03:19 | BFC | 2019-11-08 03:19 | High |  | {A7867398-583F-4539-A502-A52165B7E743} | SDE | 2020-10-19 01:55 | SDE | 2021-10-31 02:09 | LiDAR
2509 | 331631 | DOMESTIC | Water Supply Meter | ACTIVE | QLDC | 358.25 | [5 empty] | 2017-12-31 11:00 | RM160963 | QUEENSTOWN | Maven Otago Ltd. |  | BFC | 2019-11-08 03:19 | BFC | 2019-11-08 03:19 | High |  | {0A688E95-B081-4F97-ACB8-0055653C5C2D} | SDE | 2020-10-19 01:55 | SDE | 2021-10-31 02:09 | LiDAR
2510 | 331632 | DOMESTIC | Water Supply Meter | ACTIVE | QLDC | 358.32 | [5 empty] | 2017-12-31 11:00 | RM160963 | QUEENSTOWN | Maven Otago Ltd. |  | BFC | 2019-11-08 03:19 | BFC | 2019-11-08 03:19 | High |  | {F212F8C0-00E9-4EB3-AE11-F12A49E657F2} | SDE | 2020-10-19 01:55 | SDE | 2021-10-31 02:09 | LiDAR
2511 | 331633 | DOMESTIC | Water Supply Meter | ACTIVE | QLDC | 358.43 | [5 empty] | 2017-12-31 11:00 | RM160963 | QUEENSTOWN | Maven Otago Ltd. |  | BFC | 2019-11-08 03:19 | BFC | 2019-11-08 03:19 | High |  | {EDFF7C23-9F93-4918-A472-FC0D50758305} | SDE | 2020-10-19 01:55 | SDE | 2021-10-31 02:09 | LiDAR
2512 | 331634 | DOMESTIC | Water Supply Meter | ACTIVE | QLDC | 360.04 | [5 empty] | 2017-12-31 11:00 | RM160963 | QUEENSTOWN | Maven Otago Ltd. |  | BFC | 2019-11-08 03:19 | BFC | 2019-11-08 03:19 | High |  | {BAB7F7F0-06EA-4CE5-BF38-AF12F7045D3E} | SDE | 2020-10-19 01:55 | SDE | 2021-10-31 02:09 | LiDAR
2513 | 331635 | DOMESTIC | Water Supply Meter | ACTIVE | QLDC | 360.07 | [5 empty] | 2017-12-31 11:00 | RM160963 | QUEENSTOWN | Maven Otago Ltd. |  | BFC | 2019-11-08 03:19 | BFC | 2019-11-08 03:19 | High |  | {C8B6F98A-95F6-443E-9F65-DF31A1D2EE53} | SDE | 2020-10-19 01:55 | SDE | 2021-10-31 02:09 | LiDAR
2514 | 331636 | DOMESTIC | Water Supply Meter | ACTIVE | QLDC | 360.15 | [5 empty] | 2017-12-31 11:00 | RM160963 | QUEENSTOWN | Maven Otago Ltd. |  | BFC | 2019-11-08 03:19 | BFC | 2019-11-08 03:19 | High |  | {B48AAD09-FF91-48FC-BAC7-3D30573620C1} | SDE | 2020-10-19 01:55 | SDE | 2021-10-31 02:09 | LiDAR
2515 | 331637 | DOMESTIC | Water Supply Meter | ACTIVE | QLDC | 360.2 | [5 empty] | 2017-12-31 11:00 | RM160963 | QUEENSTOWN | Maven Otago Ltd. |  | BFC | 2019-11-08 03:19 | BFC | 2019-11-08 03:19 | High |  | {76E5C9E4-B711-439C-947B-ECD78B591123} | SDE | 2020-10-19 01:55 | SDE | 2021-10-31 02:09 | LiDAR
2516 | 331638 | DOMESTIC | Water Supply Meter | ACTIVE | QLDC | 360.26 | [5 empty] | 2017-12-31 11:00 | RM160963 | QUEENSTOWN | Maven Otago Ltd. |  | BFC | 2019-11-08 03:19 | BFC | 2019-11-08 03:19 | High |  | {D38FB589-4B20-4E5A-88AF-C4A380386C69} | SDE | 2020-10-19 01:55 | SDE | 2021-10-31 02:09 | LiDAR
2517 | 331639 | DOMESTIC | Water Supply Meter | ACTIVE | QLDC | 360.15 | [5 empty] | 2017-12-31 11:00 | RM160963 | QUEENSTOWN | Maven Otago Ltd. |  | BFC | 2019-11-08 03:19 | BFC | 2019-11-08 03:19 | High |  | {FCB31DDF-A304-4AE9-B0DA-FB3910170651} | SDE | 2020-10-19 01:55 | SDE | 2021-10-31 02:09 | LiDAR
2518 | 331640 | DOMESTIC | Water Supply Meter | ACTIVE | QLDC | 360.2 | [5 empty] | 2017-12-31 11:00 | RM160963 | QUEENSTOWN | Maven Otago Ltd. |  | BFC | 2019-11-08 03:19 | BFC | 2019-11-08 03:19 | High |  | {26284B47-D1A3-4B62-933E-7B0B4C3997C6} | SDE | 2020-10-19 01:55 | SDE | 2021-10-31 02:09 | LiDAR
2519 | 331641 | DOMESTIC | Water Supply Meter | ACTIVE | QLDC | 360.39 | [5 empty] | 2017-12-31 11:00 | RM160963 | QUEENSTOWN | Maven Otago Ltd. |  | BFC | 2019-11-08 03:19 | BFC | 2019-11-08 03:19 | High |  | {80474C5D-B05F-4C6F-8E07-B397583B7830} | SDE | 2020-10-19 01:55 | SDE | 2021-10-31 02:09 | LiDAR
2520 | 331642 | DOMESTIC | Water Supply Meter | ACTIVE | QLDC | 360.39 | [5 empty] | 2017-12-31 11:00 | RM160963 | QUEENSTOWN | Maven Otago Ltd. |  | BFC | 2019-11-08 03:19 | BFC | 2019-11-08 03:19 | High |  | {D0E7766C-47C1-43D4-8594-0DCBF14D8343} | SDE | 2020-10-19 01:55 | SDE | 2021-10-31 02:09 | LiDAR
2521 | 331643 | DOMESTIC | Water Supply Meter | ACTIVE | QLDC | 360.46 | [5 empty] | 2017-12-31 11:00 | RM160963 | QUEENSTOWN | Maven Otago Ltd. |  | BFC | 2019-11-08 03:19 | BFC | 2019-11-08 03:19 | High |  | {F974D19A-C01D-46E6-9EC0-FCB795747520} | SDE | 2020-10-19 01:55 | SDE | 2021-10-31 02:09 | LiDAR
2522 | 331644 | DOMESTIC | Water Supply Meter | ACTIVE | QLDC | 360.46 | [5 empty] | 2017-12-31 11:00 | RM160963 | QUEENSTOWN | Maven Otago Ltd. |  | BFC | 2019-11-08 03:19 | BFC | 2019-11-08 03:19 | High |  | {C7153379-F836-4233-B03A-AAB9763F50DC} | SDE | 2020-10-19 01:55 | SDE | 2021-10-31 02:09 | LiDAR
2523 | 331645 | DOMESTIC | Water Supply Meter | ACTIVE | QLDC | 360.37 | [5 empty] | 2017-12-31 11:00 | RM160963 | QUEENSTOWN | Maven Otago Ltd. |  | BFC | 2019-11-08 03:19 | BFC | 2019-11-08 03:19 | High |  | {FB670968-13C9-4F63-8BEE-8663629EB848} | SDE | 2020-10-19 01:55 | SDE | 2021-10-31 02:09 | LiDAR
2524 | 331646 | DOMESTIC | Water Supply Meter | ACTIVE | QLDC | 360.57 | [5 empty] | 2017-12-31 11:00 | RM160963 | QUEENSTOWN | Maven Otago Ltd. |  | BFC | 2019-11-08 03:19 | BFC | 2019-11-08 03:19 | High |  | {C6B5061B-0811-4582-BBC3-179E61C542ED} | SDE | 2020-10-19 01:55 | SDE | 2021-10-31 02:09 | LiDAR
2525 | 331647 | DOMESTIC | Water Supply Meter | ACTIVE | QLDC | 360.67 | [5 empty] | 2017-12-31 11:00 | RM160963 | QUEENSTOWN | Maven Otago Ltd. |  | BFC | 2019-11-08 03:19 | BFC | 2019-11-08 03:19 | High |  | {09CB456A-1207-4A8A-8DCE-989D19AD8C4B} | SDE | 2020-10-19 01:55 | SDE | 2021-10-31 02:09 | LiDAR
2526 | 331648 | DOMESTIC | Water Supply Meter | ACTIVE | QLDC | 360.68 | [5 empty] | 2017-12-31 11:00 | RM160963 | QUEENSTOWN | Maven Otago Ltd. |  | BFC | 2019-11-08 03:19 | BFC | 2019-11-08 03:19 | High |  | {768BA1AB-4B36-44ED-8C11-1814B2A6F5A5} | SDE | 2020-10-19 01:55 | SDE | 2021-10-31 02:09 | LiDAR
2527 | 331649 | DOMESTIC | Water Supply Meter | ACTIVE | QLDC | 360.64 | [5 empty] | 2017-12-31 11:00 | RM160963 | QUEENSTOWN | Maven Otago Ltd. |  | BFC | 2019-11-08 03:19 | BFC | 2019-11-08 03:19 | High |  | {3D13D4AB-A907-4F94-B1CC-BE3CF497AF6D} | SDE | 2020-10-19 01:55 | SDE | 2021-10-31 02:09 | LiDAR
2528 | 331650 | DOMESTIC | Water Supply Meter | ACTIVE | QLDC | 360.63 | [5 empty] | 2017-12-31 11:00 | RM160963 | QUEENSTOWN | Maven Otago Ltd. |  | BFC | 2019-11-08 03:19 | BFC | 2019-11-08 03:19 | High |  | {6FD5798B-4B27-47D3-974D-0271218650B6} | SDE | 2020-10-19 01:55 | SDE | 2021-10-31 02:09 | LiDAR
2529 | 331651 | DOMESTIC | Water Supply Meter | ACTIVE | QLDC | 360.73 | [5 empty] | 2017-12-31 11:00 | RM160963 | QUEENSTOWN | Maven Otago Ltd. |  | BFC | 2019-11-08 03:19 | BFC | 2019-11-08 03:19 | High |  | {6DBE7A27-A6D6-4A5C-A75E-247D1D93193E} | SDE | 2020-10-19 01:55 | SDE | 2021-10-31 02:09 | LiDAR
2530 | 331652 | DOMESTIC | Water Supply Meter | ACTIVE | QLDC | 359.67 | [5 empty] | 2017-12-31 11:00 | RM160963 | QUEENSTOWN | Maven Otago Ltd. |  | BFC | 2019-11-08 03:19 | BFC | 2019-11-08 03:19 | High |  | {0012E901-CF82-4B9C-B501-82288F5809E4} | SDE | 2020-10-19 01:55 | SDE | 2021-10-31 02:09 | LiDAR
2531 | 331653 | DOMESTIC | Water Supply Meter | ACTIVE | QLDC | 359.79 | [5 empty] | 2017-12-31 11:00 | RM160963 | QUEENSTOWN | Maven Otago Ltd. |  | BFC | 2019-11-08 03:19 | BFC | 2019-11-08 03:19 | High |  | {66E7E0C9-D19C-4B85-9777-04FD5890146C} | SDE | 2020-10-19 01:55 | SDE | 2021-10-31 02:09 | LiDAR
2532 | 331654 | DOMESTIC | Water Supply Meter | ACTIVE | QLDC | 359.57 | [5 empty] | 2017-12-31 11:00 | RM160963 | QUEENSTOWN | Maven Otago Ltd. |  | BFC | 2019-11-08 03:19 | BFC | 2019-11-08 03:19 | High |  | {A53D02B1-99CF-4FC1-AE3E-3D4D3EB73D09} | SDE | 2020-10-19 01:55 | SDE | 2021-10-31 02:09 | LiDAR
2533 | 331655 | DOMESTIC | Water Supply Meter | ACTIVE | PRIVATE | 358.94 | [5 empty] | 2017-12-31 11:00 | RM160963 | QUEENSTOWN | Maven Otago Ltd. | TO BE INSTALLED AT LATER DATE | BFC | 2019-11-08 03:19 | BFC | 2019-11-08 03:19 | High |  | {4C252CFC-6146-4214-AC38-95022439284C} | SDE | 2020-10-19 01:55 | SDE | 2021-10-31 02:09 | LiDAR
2534 | 331656 | DOMESTIC | Water Supply Meter | ACTIVE | PRIVATE | 358.94 | [5 empty] | 2017-12-31 11:00 | RM160963 | QUEENSTOWN | Maven Otago Ltd. | TO BE INSTALLED AT LATER DATE | BFC | 2019-11-08 03:19 | BFC | 2019-11-08 03:19 | High |  | {1706C02B-B1D8-491D-9B51-0748F6407C2B} | SDE | 2020-10-19 01:55 | SDE | 2021-10-31 02:09 | LiDAR
2535 | 331657 | DOMESTIC | Water Supply Meter | ACTIVE | PRIVATE | 359 | [5 empty] | 2017-12-31 11:00 | RM160963 | QUEENSTOWN | Maven Otago Ltd. | TO BE INSTALLED AT LATER DATE | BFC | 2019-11-08 03:19 | BFC | 2019-11-08 03:19 | High |  | {0438F659-758D-4B69-8F37-4F97222BEEC0} | SDE | 2020-10-19 01:55 | SDE | 2021-10-31 02:09 | LiDAR
2536 | 331658 | DOMESTIC | Water Supply Meter | ACTIVE | PRIVATE | 358.9 | [5 empty] | 2017-12-31 11:00 | RM160963 | QUEENSTOWN | Maven Otago Ltd. | TO BE INSTALLED AT LATER DATE | BFC | 2019-11-08 03:19 | BFC | 2019-11-08 03:19 | High |  | {9C0700AB-025A-4BD0-AE3B-816558F7F5B6} | SDE | 2020-10-19 01:55 | SDE | 2021-10-31 02:09 | LiDAR
2537 | 331659 | DOMESTIC | Water Supply Meter | ACTIVE | QLDC | 358.43 | [5 empty] | 2017-12-31 11:00 | RM160963 | QUEENSTOWN | Maven Otago Ltd. |  | BFC | 2019-11-08 03:19 | BFC | 2019-11-08 03:19 | High |  | {868C75C2-08F9-4865-9E87-2D86275E3709} | SDE | 2020-10-19 01:55 | SDE | 2021-10-31 02:09 | LiDAR
2538 | 331660 | DOMESTIC | Water Supply Meter | ACTIVE | QLDC | 358.32 | [5 empty] | 2017-12-31 11:00 | RM160963 | QUEENSTOWN | Maven Otago Ltd. |  | BFC | 2019-11-08 03:19 | BFC | 2019-11-08 03:19 | High |  | {28CDA1B6-E86A-4792-BB6B-8982234736B3} | SDE | 2020-10-19 01:55 | SDE | 2021-10-31 02:09 | LiDAR
2539 | 331661 | DOMESTIC | Water Supply Meter | ACTIVE | QLDC | 358.25 | [5 empty] | 2017-12-31 11:00 | RM160963 | QUEENSTOWN | Maven Otago Ltd. |  | BFC | 2019-11-08 03:19 | BFC | 2019-11-08 03:19 | High |  | {E0C5E3AA-4475-49F1-A92B-B88A693B4DD5} | SDE | 2020-10-19 01:55 | SDE | 2021-10-31 02:09 | LiDAR
2540 | 331662 | DOMESTIC | Water Supply Meter | ACTIVE | QLDC | 358.2 | [5 empty] | 2017-12-31 11:00 | RM160963 | QUEENSTOWN | Maven Otago Ltd. |  | BFC | 2019-11-08 03:19 | BFC | 2019-11-08 03:19 | High |  | {F9AAB457-6CC0-4BBB-B844-25C2A76CD4F8} | SDE | 2020-10-19 01:55 | SDE | 2021-10-31 02:09 | LiDAR
2541 | 331663 | DOMESTIC | Water Supply Meter | ACTIVE | QLDC | 359.41 | [5 empty] | 2017-12-31 11:00 | RM160963 | QUEENSTOWN | Maven Otago Ltd. |  | BFC | 2019-11-08 03:19 | BFC | 2019-11-08 03:19 | High |  | {C0083BCF-1E57-45D4-A036-3E8E254AC804} | SDE | 2020-10-19 01:55 | SDE | 2021-10-31 02:09 | LiDAR
2542 | 331664 | DOMESTIC | Water Supply Meter | ACTIVE | QLDC | 359.53 | [5 empty] | 2017-12-31 11:00 | RM160963 | QUEENSTOWN | Maven Otago Ltd. |  | BFC | 2019-11-08 03:19 | BFC | 2019-11-08 03:19 | High |  | {2A2DC18C-D3B8-4FBC-BDDB-18076054BA9D} | SDE | 2020-10-19 01:55 | SDE | 2021-10-31 02:09 | LiDAR
2543 | 331665 | DOMESTIC | Water Supply Meter | ACTIVE | QLDC | 359.32 | [5 empty] | 2017-12-31 11:00 | RM160963 | QUEENSTOWN | Maven Otago Ltd. |  | BFC | 2019-11-08 03:19 | BFC | 2019-11-08 03:19 | High |  | {DC36194A-2F8A-4B65-A8C5-C56D6284D2C3} | SDE | 2020-10-19 01:55 | SDE | 2021-10-31 02:09 | LiDAR
2544 | 331666 | DOMESTIC | Water Supply Meter | ACTIVE | QLDC | 359.34 | [5 empty] | 2017-12-31 11:00 | RM160963 | QUEENSTOWN | Maven Otago Ltd. |  | BFC | 2019-11-08 03:19 | BFC | 2019-11-08 03:19 | High |  | {EF9D50DF-46AA-456D-8FDF-0A6DEF1ECAFC} | SDE | 2020-10-19 01:55 | SDE | 2021-10-31 02:09 | LiDAR
2545 | 331667 | DOMESTIC | Water Supply Meter | ACTIVE | QLDC | 359.19 | [5 empty] | 2017-12-31 11:00 | RM160963 | QUEENSTOWN | Maven Otago Ltd. |  | BFC | 2019-11-08 03:19 | BFC | 2019-11-08 03:19 | High |  | {FEB9E0D9-EB8E-407A-BD00-678C25FEDA0B} | SDE | 2020-10-19 01:55 | SDE | 2021-10-31 02:09 | LiDAR
2546 | 331668 | DOMESTIC | Water Supply Meter | ACTIVE | QLDC | 359.36 | [5 empty] | 2017-12-31 11:00 | RM160963 | QUEENSTOWN | Maven Otago Ltd. |  | BFC | 2019-11-08 03:19 | BFC | 2019-11-08 03:19 | High |  | {5B90DBB7-8C66-46D6-9A62-5FA514B2B8B3} | SDE | 2020-10-19 01:55 | SDE | 2021-10-31 02:09 | LiDAR
2547 | 331669 | DOMESTIC | Water Supply Meter | ACTIVE | QLDC | 359.2 | [5 empty] | 2017-12-31 11:00 | RM160963 | QUEENSTOWN | Maven Otago Ltd. |  | BFC | 2019-11-08 03:19 | BFC | 2019-11-08 03:19 | High |  | {19FF8A97-224F-48EE-B684-B44DEF3B005C} | SDE | 2020-10-19 01:55 | SDE | 2021-10-31 02:09 | LiDAR
2548 | 331670 | DOMESTIC | Water Supply Meter | ACTIVE | QLDC | 359 | [5 empty] | 2017-12-31 11:00 | RM160963 | QUEENSTOWN | Maven Otago Ltd. |  | BFC | 2019-11-08 03:19 | BFC | 2019-11-08 03:19 | High |  | {415F26C3-892A-4D14-ACB8-9087D8E31B83} | SDE | 2020-10-19 01:55 | SDE | 2021-10-31 02:09 | LiDAR
2549 | 331671 | DOMESTIC | Water Supply Meter | ACTIVE | QLDC | 358.96 | [5 empty] | 2017-12-31 11:00 | RM160963 | QUEENSTOWN | Maven Otago Ltd. |  | BFC | 2019-11-08 03:19 | BFC | 2019-11-08 03:19 | High |  | {C7089F10-A081-4C2B-BCFE-AF299D7CC687} | SDE | 2020-10-19 01:55 | SDE | 2021-10-31 02:09 | LiDAR
2550 | 331672 | DOMESTIC | Water Supply Meter | ACTIVE | QLDC | 358.77 | [5 empty] | 2017-12-31 11:00 | RM160963 | QUEENSTOWN | Maven Otago Ltd. |  | BFC | 2019-11-08 03:19 | BFC | 2019-11-08 03:19 | High |  | {55CD89ED-E1BA-491E-AD3E-AB3E7FBB3775} | SDE | 2020-10-19 01:55 | SDE | 2021-10-31 02:09 | LiDAR
2551 | 331673 | DOMESTIC | Water Supply Meter | ACTIVE | QLDC | 358.61 | [5 empty] | 2017-12-31 11:00 | RM160963 | QUEENSTOWN | Maven Otago Ltd. |  | BFC | 2019-11-08 03:19 | BFC | 2019-11-08 03:19 | High |  | {819B8987-C509-4046-98FA-8695A5AAAF05} | SDE | 2020-10-19 01:55 | SDE | 2021-10-31 02:09 | LiDAR
2552 | 331674 | DOMESTIC | Water Supply Meter | ACTIVE | QLDC | 358.41 | [5 empty] | 2017-12-31 11:00 | RM160963 | QUEENSTOWN | Maven Otago Ltd. |  | BFC | 2019-11-08 03:19 | BFC | 2019-11-08 03:19 | High |  | {5888A93C-989A-4129-8E84-01EDDD75880F} | SDE | 2020-10-19 01:55 | SDE | 2021-10-31 02:09 | LiDAR
2553 | 331675 | DOMESTIC | Water Supply Meter | ACTIVE | QLDC | 358.14 | [5 empty] | 2017-12-31 11:00 | RM160963 | QUEENSTOWN | Maven Otago Ltd. |  | BFC | 2019-11-08 03:19 | BFC | 2019-11-08 03:19 | High |  | {C9DBC7B5-D2F1-4E62-87ED-28D9F4BBC950} | SDE | 2020-10-19 01:55 | SDE | 2021-10-31 02:09 | LiDAR
2554 | 331676 | DOMESTIC | Water Supply Meter | ACTIVE | QLDC | 358.37 | [5 empty] | 2017-12-31 11:00 | RM160963 | QUEENSTOWN | Maven Otago Ltd. |  | BFC | 2019-11-08 03:19 | BFC | 2019-11-08 03:19 | High |  | {3EED38B7-5F3C-4563-B908-1EC01B9D29CC} | SDE | 2020-10-19 01:55 | SDE | 2021-10-31 02:09 | LiDAR
2555 | 331677 | DOMESTIC | Water Supply Meter | ACTIVE | QLDC | 358.39 | [5 empty] | 2017-12-31 11:00 | RM160963 | QUEENSTOWN | Maven Otago Ltd. |  | BFC | 2019-11-08 03:19 | BFC | 2019-11-08 03:19 | High |  | {F16F3B8A-1650-427F-ADE7-9867132F74B5} | SDE | 2020-10-19 01:55 | SDE | 2021-10-31 02:09 | LiDAR
2556 | 331678 | DOMESTIC | Water Supply Meter | ACTIVE | QLDC | 358.44 | [5 empty] | 2017-12-31 11:00 | RM160963 | QUEENSTOWN | Maven Otago Ltd. |  | BFC | 2019-11-08 03:19 | BFC | 2019-11-08 03:19 | High |  | {02B8FA2E-F10C-46C4-89F0-F690A7754ADE} | SDE | 2020-10-19 01:55 | SDE | 2021-10-31 02:09 | LiDAR
2557 | 331679 | DOMESTIC | Water Supply Meter | ACTIVE | QLDC | 358.5 | [5 empty] | 2017-12-31 11:00 | RM160963 | QUEENSTOWN | Maven Otago Ltd. |  | BFC | 2019-11-08 03:19 | BFC | 2019-11-08 03:19 | High |  | {98878E64-93FB-4C08-98CF-5D30FCC7F060} | SDE | 2020-10-19 01:55 | SDE | 2021-10-31 02:09 | LiDAR
2558 | 331680 | DOMESTIC | Water Supply Meter | ACTIVE | QLDC | 358.49 | [5 empty] | 2017-12-31 11:00 | RM160963 | QUEENSTOWN | Maven Otago Ltd. |  | BFC | 2019-11-08 03:19 | BFC | 2019-11-08 03:19 | High |  | {72A1B9C7-6661-4FD9-A110-1244E2A49D11} | SDE | 2020-10-19 01:55 | SDE | 2021-10-31 02:09 | LiDAR
2559 | 331681 | DOMESTIC | Water Supply Meter | ACTIVE | QLDC | 358.56 | [5 empty] | 2017-12-31 11:00 | RM160963 | QUEENSTOWN | Maven Otago Ltd. |  | BFC | 2019-11-08 03:19 | BFC | 2019-11-08 03:19 | High |  | {9281BEBD-13DD-4551-8371-78C84242B8C9} | SDE | 2020-10-19 01:55 | SDE | 2021-10-31 02:09 | LiDAR
2560 | 331682 | DOMESTIC | Water Supply Meter | ACTIVE | QLDC | 358.58 | [5 empty] | 2017-12-31 11:00 | RM160963 | QUEENSTOWN | Maven Otago Ltd. |  | BFC | 2019-11-08 03:19 | BFC | 2019-11-08 03:19 | High |  | {80594229-F6F3-4CAB-A773-2E7907D36ADF} | SDE | 2020-10-19 01:55 | SDE | 2021-10-31 02:09 | LiDAR
2561 | 331683 | DOMESTIC | Water Supply Meter | ACTIVE | QLDC | 358.59 | [5 empty] | 2017-12-31 11:00 | RM160963 | QUEENSTOWN | Maven Otago Ltd. |  | BFC | 2019-11-08 03:19 | BFC | 2019-11-08 03:19 | High |  | {4EBF9859-7D70-4374-823D-B57416208FF3} | SDE | 2020-10-19 01:55 | SDE | 2021-10-31 02:09 | LiDAR
2562 | 331684 | DOMESTIC | Water Supply Meter | ACTIVE | QLDC | 358.62 | [5 empty] | 2017-12-31 11:00 | RM160963 | QUEENSTOWN | Maven Otago Ltd. |  | BFC | 2019-11-08 03:19 | BFC | 2019-11-08 03:19 | High |  | {843C53F6-3762-409E-95AA-98452E63F29B} | SDE | 2020-10-19 01:55 | SDE | 2021-10-31 02:09 | LiDAR
2563 | 331685 | DOMESTIC | Water Supply Meter | ACTIVE | QLDC | 358.14 | [5 empty] | 2017-12-31 11:00 | RM160963 | QUEENSTOWN | Maven Otago Ltd. |  | BFC | 2019-11-08 03:19 | BFC | 2019-11-08 03:19 | High |  | {ADC39A4D-FE91-4681-B918-23A03F6CB2B0} | SDE | 2020-10-19 01:55 | SDE | 2021-10-31 02:09 | LiDAR
2564 | 331686 | DOMESTIC | Water Supply Meter | ACTIVE | QLDC | 358.11 | [5 empty] | 2017-12-31 11:00 | RM160963 | QUEENSTOWN | Maven Otago Ltd. |  | BFC | 2019-11-08 03:19 | BFC | 2019-11-08 03:19 | High |  | {96FC16E5-6B21-4269-9F93-38E361E1F51B} | SDE | 2020-10-19 01:55 | SDE | 2021-10-31 02:09 | LiDAR
2565 | 331687 | DOMESTIC | Water Supply Meter | ACTIVE | QLDC | 357.99 | [5 empty] | 2017-12-31 11:00 | RM160963 | QUEENSTOWN | Maven Otago Ltd. |  | BFC | 2019-11-08 03:19 | BFC | 2019-11-08 03:19 | High |  | {BC11D9E3-138F-4E20-BF23-C849573AB81F} | SDE | 2020-10-19 01:55 | SDE | 2021-10-31 02:09 | LiDAR
2566 | 331688 | DOMESTIC | Water Supply Meter | ACTIVE | QLDC | 357.94 | [5 empty] | 2017-12-31 11:00 | RM160963 | QUEENSTOWN | Maven Otago Ltd. |  | BFC | 2019-11-08 03:19 | BFC | 2019-11-08 03:19 | High |  | {75CA9F42-04AB-4C16-8668-B8C12FBFEF43} | SDE | 2020-10-19 01:55 | SDE | 2021-10-31 02:09 | LiDAR
2567 | 331689 | DOMESTIC | Water Supply Meter | ACTIVE | QLDC | 357.87 | [5 empty] | 2017-12-31 11:00 | RM160963 | QUEENSTOWN | Maven Otago Ltd. |  | BFC | 2019-11-08 03:19 | BFC | 2019-11-08 03:19 | High |  | {04AB8358-576E-4E3B-8D35-F4372A5D71F9} | SDE | 2020-10-19 01:55 | SDE | 2021-10-31 02:09 | LiDAR
2568 | 331690 | DOMESTIC | Water Supply Meter | ACTIVE | QLDC | 358.33 | [5 empty] | 2017-12-31 11:00 | RM160963 | QUEENSTOWN | Maven Otago Ltd. |  | BFC | 2019-11-08 03:19 | BFC | 2019-11-08 03:19 | High |  | {7214BCA6-DD80-451B-AF75-65FB80E3BC94} | SDE | 2020-10-19 01:55 | SDE | 2021-10-31 02:09 | LiDAR
2569 | 331691 | FLOW | BFM | ACTIVE | QLDC | 358.46 |  | 180 |  |  |  | 2019-02-25 22:00 | RM180232 | QUEENSTOWN | [6 empty] | High |  | {20458531-18CF-4070-9E4E-7E6991C19F82} | SDE | 2020-10-19 01:55 | SDE | 2021-10-31 02:09 | LiDAR
2856 | 332662 | DOMESTIC | Water Supply Meter | ACTIVE | QLDC | 479.24 |  | 20 |  | 620MC |  | 2019-10-29 11:00 | RM180927 | QUEENSTOWN | ASCL | Water Supply Meter | BFC | 2020-01-12 22:11 | BFC | 2020-01-12 22:11 | High |  | {65CB8742-91F7-4A9D-948D-394589B9C5AC} | SDE | 2020-10-29 00:52 | SDE | 2021-10-31 02:09 | LiDAR
2857 | 332663 | DOMESTIC | Water Supply Meter | ACTIVE | QLDC | 478.8 |  | 20 |  | 620MC |  | 2019-10-29 11:00 | RM180927 | QUEENSTOWN | ASCL | Water Supply Meter | BFC | 2020-01-12 22:11 | BFC | 2020-01-12 22:11 | High |  | {87B87FF2-8F35-4156-81BE-F61203A814EF} | SDE | 2020-10-29 00:52 | SDE | 2021-10-31 02:09 | LiDAR
2858 | 332664 | DOMESTIC | Water Supply Meter | ACTIVE | QLDC | 478.54 |  | 20 |  | 620MC |  | 2019-10-29 11:00 | RM180927 | QUEENSTOWN | ASCL | Water Supply Meter | BFC | 2020-01-12 22:11 | BFC | 2020-01-12 22:11 | High |  | {CBF399B0-AD11-4844-8646-465CC3EE5FF9} | SDE | 2020-10-29 00:52 | SDE | 2021-10-31 02:09 | LiDAR
3255 | 332665 | DOMESTIC | Water Supply Meter | ACTIVE | QLDC | 348.9 | [5 empty] | 2020-02-18 11:00 | RM181059 | LAKE HAWEA | C Hughes & Assoc |  | BFC | 2020-03-02 00:18 | BFC | 2020-03-02 00:18 | High |  | {42801706-EA6C-43EE-ABB4-0E4574629C21} | SDE | 2020-11-02 21:24 | SDE | 2021-10-31 02:09 | LiDAR
3655 | 332666 | DOMESTIC | Water Supply Meter | ACTIVE | QLDC | 348.18 |  | 20 |  | PSM V100 | Elster | 2019-01-01 04:27 | RM190568 | LAKE HAYES | ASCL |  | BFC | 2020-11-09 00:25 | BFC | 2020-11-09 00:25 | High |  | {710724EC-0082-4D6B-975D-0174636EE6BE} | SDE | 2020-11-09 00:43 | SDE | 2021-10-31 02:09 | Dunedin 58
3656 | 332667 | DOMESTIC | Water Supply Meter | ACTIVE | QLDC | 347.98 |  | 20 |  | PSM V100 | Elster | 2019-01-01 04:24 | RM190568 | LAKE HAYES | ASCL |  | BFC | 2020-11-09 00:25 | BFC | 2020-11-09 00:25 | High |  | {4FCE661F-6AE8-44CD-AA40-21857E7163A4} | SDE | 2020-11-09 00:43 | SDE | 2021-10-31 02:09 | Dunedin 58
4055 | 333200 | DOMESTIC | Water Supply Meter | ACTIVE | QLDC | 289.52 |  | 25 |  | GM900 Toby Valve |  | 2019-06-30 12:00 | RM180601 | WANAKA | Eliot Sinclair |  | BFC | 2020-04-05 19:04 | BFC | 2020-04-05 19:04 | High |  | {9E09B04B-7D45-4BB1-A86F-F1A7EE43428F} | SDE | 2020-11-15 20:38 | SDE | 2021-10-31 02:09 | LiDAR
4455 | 333201 | DOMESTIC | Water Supply Meter | REMOVED | PRIVATE | 355.53 | 355.23 | 20 | 20M000820 | 620 | Acuflo | 2006-07-31 12:00 | RM 090703 | LAKE HAYES |  | Renewed 18/8/21 | BFC | 2020-11-23 21:04 | BFC | 2021-08-17 22:04 | High |  | {D15C9AF1-0B7F-48FF-B6D3-741C464A56F5} | SDE | 2020-11-23 22:34 | SDE | 2021-10-31 02:09 | Dunedin 58
4456 | 333517 | DOMESTIC | Water Supply Meter | ACTIVE | QLDC | 335.3 | 334.8 | 20 |  | GM900 | ACUFLO | 2020-09-19 12:00 | RM191345 | WANAKA | PPG Wanaka |  | BFC | 2020-11-11 20:08 | BFC | 2020-11-11 20:08 | High |  | {89AB8682-CBF2-4B75-A07A-D05F322F5B2C} | Brett.Clews_QLDC | 2020-12-06 21:16 | SDE | 2021-10-31 02:09 | Dunedin 58
4856 | 333518 | DOMESTIC | Water Meter | ACTIVE | QLDC | 352.14 |  | 20 |  |  | ELSTER | 2020-05-31 | RM190601 | LAKE HAWEA | PPG Wanaka |  | TMM | 2020-11-18 22:00 | TMM | 2020-11-18 22:00 | High |  | {5E8201ED-1CF7-42CF-93B5-569DFD517C41} | SDE | 2020-12-08 23:39 | SDE | 2021-10-31 02:09 | Dunedin 58
4857 | 333519 | DOMESTIC | Water Meter | ACTIVE | QLDC | 352.14 |  | 20 |  |  | ELSTER | 2020-05-31 | RM190601 | LAKE HAWEA | PPG Wanaka |  | TMM | 2020-11-18 22:00 | TMM | 2020-11-18 22:00 | High |  | {C9EBADC1-2ACB-4DC9-A83E-CD4127F56554} | SDE | 2020-12-08 23:39 | SDE | 2021-10-31 02:09 | Dunedin 58
4858 | 333520 | DOMESTIC | Water Meter | ACTIVE | QLDC | 352.06 |  | 20 |  |  | ELSTER | 2020-05-31 | RM190601 | LAKE HAWEA | PPG Wanaka |  | TMM | 2020-11-18 22:00 | TMM | 2020-11-18 22:00 | High |  | {C6D6815A-1E4A-42D5-AFE9-A20BCA698DCD} | SDE | 2020-12-08 23:39 | SDE | 2021-10-31 02:09 | Dunedin 58
4859 | 333521 | DOMESTIC | Water Meter | ACTIVE | QLDC | 351.97 |  | 20 |  |  | ELSTER | 2020-05-31 | RM190601 | LAKE HAWEA | PPG Wanaka |  | TMM | 2020-11-18 22:00 | TMM | 2020-11-18 22:00 | High |  | {8704C406-C3FE-4FEC-A333-68B736EBEAA0} | SDE | 2020-12-08 23:39 | SDE | 2021-10-31 02:09 | Dunedin 58
4860 | 333522 | DOMESTIC | Water Meter | ACTIVE | QLDC | 352 |  | 20 |  |  | ELSTER | 2020-05-31 | RM190601 | LAKE HAWEA | PPG Wanaka |  | TMM | 2020-11-18 22:00 | TMM | 2020-11-18 22:00 | High |  | {52D86B26-9123-482A-B1AD-56DBB9D1D0E6} | SDE | 2020-12-08 23:39 | SDE | 2021-10-31 02:09 | Dunedin 58
5256 | 333523 | DOMESTIC | Water Supply Meter | ACTIVE | QLDC | 432.95 | 432.58 |  |  |  |  | 2018-01-04 11:00 | RM120563 | QUEENSTOWN | Southern Land |  | BFC | 2020-12-08 23:47 | BFC | 2020-12-08 23:47 | High |  | {DA68ABA5-52EF-43DA-84F4-BB410342C1E2} | SDE | 2020-12-10 02:24 | SDE | 2021-10-31 02:09 | LiDAR
5257 | 333524 | DOMESTIC | Water Supply Meter | ACTIVE | QLDC | 432.95 | 432.57 |  |  |  |  | 2018-01-04 11:00 | RM120563 | QUEENSTOWN | Southern Land |  | BFC | 2020-12-08 23:47 | BFC | 2020-12-08 23:47 | High |  | {E13CBD5A-240E-4CFE-9CBA-09F9CE9C7E90} | SDE | 2020-12-10 02:24 | SDE | 2021-10-31 02:09 | LiDAR
5258 | 333525 | DOMESTIC | Water Supply Meter | ACTIVE | QLDC | 432.95 | 432.6 |  |  |  |  | 2018-01-04 11:00 | RM120563 | QUEENSTOWN | Southern Land |  | BFC | 2020-12-08 23:47 | BFC | 2020-12-08 23:47 | High |  | {E4CFD340-83BE-48FE-B6C7-0FC5A946FF5F} | SDE | 2020-12-10 02:24 | SDE | 2021-10-31 02:09 | LiDAR
5259 | 333526 | DOMESTIC | Water Supply Meter | ACTIVE | QLDC | 432.89 | 432.48 |  |  |  |  | 2018-01-04 11:00 | RM120563 | QUEENSTOWN | Southern Land |  | BFC | 2020-12-08 23:47 | BFC | 2020-12-08 23:47 | High |  | {3AC15986-2E1A-4E49-BEB5-91B26BD5F65A} | SDE | 2020-12-10 02:24 | SDE | 2021-10-31 02:09 | LiDAR
5656 | 333527 | COMMERC | Water Supply Meter | ACTIVE | QLDC | 402.26 | 401.68 | 200 |  |  |  | 2019-08-29 12:00 | Veolia C-19-022 Arrowtown Bore | ARRWTWN | ASCL |  | BFC | 2020-12-13 20:43 | BFC | 2020-12-13 20:43 | High | 0 | {2B4C3A4F-5E76-41A3-AA60-3BEF70935C66} | SDE | 2020-12-13 22:55 | SDE | 2021-10-31 02:09 | Dunedin 58
5657 | 333528 | COMMERC | Water Supply Meter | ACTIVE | QLDC | 401.62 | 400.68 | 200 |  |  |  | 2019-08-29 12:00 | Veolia C-19-022 Arrowtown Bore | ARRWTWN | ASCL |  | BFC | 2020-12-13 20:43 | BFC | 2020-12-13 20:43 | High | 0 | {E2C2BAF0-0ED5-44D3-9412-A24B92262F3A} | SDE | 2020-12-13 22:55 | SDE | 2021-10-31 02:09 | Dunedin 58
5658 | 333529 | COMMERC | Water Supply Meter | ACTIVE | QLDC | 400.68 | 399.68 | 200 |  |  |  | 2019-08-30 01:49 | Veolia C-19-022 Arrowtown Bore | ARRWTWN | ASCL |  | BFC | 2020-12-13 20:43 | BFC | 2020-12-13 20:43 | High | 0 | {A48A2DD4-7D6F-40F5-89FE-D2B435CB4E3C} | SDE | 2020-12-13 22:55 | SDE | 2021-10-31 02:09 | Dunedin 58
6056 | 333530 | DOMESTIC | Water Supply Meter | ACTIVE | QLDC | 451.16 | [5 empty] | 2020-12-03 13:52 |  | QUEENSTOWN | VEOLIA_FLD | Toby 9 | Ryan.Finlay | 2020-12-03 13:52 | BFC | 2020-12-14 21:22 | Medium |  | {24307835-1800-407B-ADDF-1124479319B7} | SDE | 2020-12-14 21:59 | SDE | 2021-10-31 02:09 | LiDAR
6127 | 334468 | FLOW | Water Supply Meter | ACTIVE | QLDC | 282.96 | 283.26 |  |  | Sensor MUT2300 | Euromag Internationa | 2020-07-31 12:00 | RM151017 | WANAKA | Southern Joint Vent. | [5 empty] | High |  | {8BCE8468-B40B-48A7-9435-C49842905566} | Brett.Clews_QLDC | 2021-01-06 01:49 | SDE | 2021-10-31 02:09 | LiDAR
6128 | 334469 | FLOW | Water Supply Meter | ACTIVE | QLDC | 388.38 |  | 150 |  |  |  | 2020-12-28 11:51 | 1004812488 | QUEENTWN | VEOLIA_FLD | Asper capex project 1004812488 | Myles.Gibson | 2020-12-28 11:51 | BFC | 2021-01-06 02:23 | Medium |  | {D9E06D03-F8A2-4675-BB3E-A20768531A67} | Brett.Clews_QLDC | 2021-01-06 03:44 | SDE | 2021-10-31 02:09 | LiDAR
6129 | 334470 | DOMESTIC | Water Supply Meter | ACTIVE | QLDC | 353.19 | 353.11 |  |  |  |  | 2020-08-18 01:46 | RM181542 | QUEENSTOWN | PPG QT |  | BFC | 2021-01-20 22:44 | BFC | 2021-01-20 22:44 | High |  | {54BBF83D-D17E-454E-8623-E4E06DE94367} | Brett.Clews_QLDC | 2021-01-21 00:28 | SDE | 2021-10-31 02:09 | Dunedin 58
6130 | 334471 | DOMESTIC | Water Supply Meter | ACTIVE | QLDC | 353.2 | 353.11 |  |  |  |  | 2020-08-18 01:46 | RM181542 | QUEENSTOWN | PPG QT |  | BFC | 2021-01-20 22:44 | BFC | 2021-01-20 22:44 | High |  | {C7584AF3-354C-427B-988D-25EC2214E266} | Brett.Clews_QLDC | 2021-01-21 00:28 | SDE | 2021-10-31 02:09 | Dunedin 58
6131 | 334472 | DOMESTIC | Water Supply Meter | ACTIVE | QLDC | 353.19 | 353.11 |  |  |  |  | 2020-08-18 01:46 | RM181542 | QUEENSTOWN | PPG QT |  | BFC | 2021-01-20 22:44 | BFC | 2021-01-20 22:44 | High |  | {49700B6B-10D7-4B91-96EC-EBFD016C196C} | Brett.Clews_QLDC | 2021-01-21 00:28 | SDE | 2021-10-31 02:09 | Dunedin 58
6132 | 334473 | DOMESTIC | Water Supply Meter | ACTIVE | QLDC | 353.2 | 353.13 |  |  |  |  | 2020-08-18 01:46 | RM181542 | QUEENSTOWN | PPG QT |  | BFC | 2021-01-20 22:44 | BFC | 2021-01-20 22:44 | High |  | {0E6821EA-76EE-435F-AB30-BA9A7C44472D} | Brett.Clews_QLDC | 2021-01-21 00:28 | SDE | 2021-10-31 02:09 | Dunedin 58
6133 | 334474 | DOMESTIC | Water Supply Meter | ACTIVE | QLDC | 353.2 | 353.14 |  |  |  |  | 2020-08-18 01:46 | RM181542 | QUEENSTOWN | PPG QT |  | BFC | 2021-01-20 22:44 | BFC | 2021-01-20 22:44 | High |  | {48784941-9912-45B8-9A11-7D65F4C4FA79} | Brett.Clews_QLDC | 2021-01-21 00:28 | SDE | 2021-10-31 02:09 | Dunedin 58
6134 | 334475 | DOMESTIC | Water Supply Meter | ACTIVE | QLDC | 353.21 | 353.14 |  |  |  |  | 2020-08-18 01:46 | RM181542 | QUEENSTOWN | PPG QT |  | BFC | 2021-01-20 22:44 | BFC | 2021-01-20 22:44 | High |  | {FEF9ACC2-E5E1-4AA9-BEAF-617886F02FF5} | Brett.Clews_QLDC | 2021-01-21 00:28 | SDE | 2021-10-31 02:09 | Dunedin 58
6135 | 334476 | DOMESTIC | Water Supply Meter | ACTIVE | QLDC | 353.19 | 353.14 |  |  |  |  | 2020-08-18 01:46 | RM181542 | QUEENSTOWN | PPG QT |  | BFC | 2021-01-20 22:44 | BFC | 2021-01-20 22:44 | High |  | {994049B9-1F3B-4FB8-A349-958D414ED1DC} | Brett.Clews_QLDC | 2021-01-21 00:28 | SDE | 2021-10-31 02:09 | Dunedin 58
6136 | 334477 | DOMESTIC | Water Supply Meter | ACTIVE | QLDC | 335.94 | 335.89 |  |  |  |  | 2020-08-18 02:34 | RM181542 | QUEENSTOWN | PPG QT |  | BFC | 2021-01-20 22:44 | BFC | 2021-01-20 22:44 | High |  | {679304F1-B554-4199-BDD7-12963DE748D5} | Brett.Clews_QLDC | 2021-01-21 00:28 | SDE | 2021-10-31 02:09 | Dunedin 58
6137 | 334478 | DOMESTIC | Water Supply Meter | ACTIVE | QLDC | 336.3 | 336.21 |  |  |  |  | 2020-08-17 12:00 | RM181542 | QUEENSTOWN | PPG QT |  | BFC | 2021-01-20 22:44 | BFC | 2021-01-20 22:44 | High |  | {315C93D7-A6CB-4E0B-9393-B487A64021F6} | Brett.Clews_QLDC | 2021-01-21 00:28 | SDE | 2021-10-31 02:09 | Dunedin 58
6138 | 334479 | DOMESTIC | Water Supply Meter | ACTIVE | QLDC | 338.65 | 338.59 |  |  |  |  | 2020-08-30 22:59 | RM181542 | QUEENSTOWN | PPG QT |  | BFC | 2021-01-20 22:44 | BFC | 2021-01-20 22:44 | High |  | {3FBF8E72-02B9-49ED-B82B-8688A5BDD5D5} | Brett.Clews_QLDC | 2021-01-21 00:28 | SDE | 2021-10-31 02:09 | Dunedin 58
6139 | 334480 | DOMESTIC | Water Supply Meter | ACTIVE | QLDC | 338.29 | 338.19 |  |  |  |  | 2020-08-30 22:59 | RM181542 | QUEENSTOWN | PPG QT |  | BFC | 2021-01-20 22:44 | BFC | 2021-01-20 22:44 | High |  | {4F5F62E8-E095-490D-B179-3D231EA5218A} | Brett.Clews_QLDC | 2021-01-21 00:28 | SDE | 2021-10-31 02:09 | Dunedin 58
6140 | 334481 | FLOW | Water Supply Meter | ACTIVE | QLDC | 334.78 |  | 75 |  |  |  | 2020-10-30 22:00 | RM190319.01 | QUEENSTOWN | ASCL |  | BFC | 2021-01-24 19:45 | BFC | 2021-01-24 19:45 | High |  | {93D1E310-A9C0-4050-88C0-8C22F8068F37} | Brett.Clews_QLDC | 2021-01-25 00:26 | SDE | 2021-10-31 02:09 | Dunedin 58
6141 | 334482 | FLOW | Water Supply Meter | ACTIVE | QLDC | 334.31 |  | 75 |  |  |  | 2020-10-30 22:00 | RM190319.01 | QUEENSTOWN | ASCL |  | BFC | 2021-01-24 19:45 | BFC | 2021-01-24 19:45 | High |  | {A7718C3A-BC88-4F5F-ACD5-DC8AF48690B7} | Brett.Clews_QLDC | 2021-01-25 00:26 | SDE | 2021-10-31 02:09 | Dunedin 58
6142 | 334483 | FLOW | Water Supply Meter | ACTIVE | QLDC | 335.15 |  | 75 |  |  |  | 2020-10-30 22:00 | RM190319.01 | QUEENSTOWN | ASCL |  | BFC | 2021-01-24 19:45 | BFC | 2021-01-24 19:45 | High |  | {B85C7B34-7897-4FB4-A37C-B8B6C154233A} | Brett.Clews_QLDC | 2021-01-25 00:26 | SDE | 2021-10-31 02:09 | Dunedin 58
6143 | 334484 | DOMESTIC | Water Supply Meter | ACTIVE | QLDC | 321.25 | [5 empty] | 2021-01-20 12:37 |  | QUEENSTOWN | VEOLIA_FLD | Toby | Ryan.Finlay | 2021-01-20 12:37 | BFC | 2021-01-25 03:10 | Medium |  | {DBD8CD3A-517A-4A8A-A147-557B90E69B78} | Brett.Clews_QLDC | 2021-01-25 04:09 | SDE | 2021-10-31 02:09 | LiDAR
6144 | 334485 | DOMESTIC | Water Supply Meter | ACTIVE | QLDC | 421.21 |  |  | 19 M 6595 | 620c | Sensus | 2020-04-30 12:00 | RM161016 | ARROWTOWN | CFMA |  | BFC | 2021-02-01 21:23 | BFC | 2021-02-01 21:23 | High |  | {468DAFCB-607E-4B5A-B077-CBAA56D39873} | Brett.Clews_QLDC | 2021-02-01 22:19 | SDE | 2021-10-31 02:09 | Dunedin 58
6145 | 334486 | DOMESTIC | Water Supply Meter | ACTIVE | QLDC | 421.26 |  |  | 19 M 6599 | 620c | Sensus | 2020-04-30 12:00 | RM161016 | ARROWTOWN | CFMA |  | BFC | 2021-02-01 21:23 | BFC | 2021-02-01 21:23 | High |  | {7346B2C7-D71E-4E22-B24C-FF2535B6CE76} | Brett.Clews_QLDC | 2021-02-01 22:19 | SDE | 2021-10-31 02:09 | Dunedin 58
6146 | 334487 | DOMESTIC | Water Supply Meter | ACTIVE | QLDC | 421.67 |  |  | 19 M 6598 | 620c | Sensus | 2020-04-30 12:00 | RM161016 | ARROWTOWN | CFMA |  | BFC | 2021-02-01 21:23 | BFC | 2021-02-01 21:23 | High |  | {A2F05DD1-FEA6-46D3-ABD8-AD8F06C4DF54} | Brett.Clews_QLDC | 2021-02-01 22:19 | SDE | 2021-10-31 02:09 | Dunedin 58
6147 | 334488 | DOMESTIC | Water Supply Meter | ACTIVE | QLDC | 420.81 |  |  | 19 M 6596 | 620C | Sensus | 2020-04-30 12:00 | RM161016 | ARROWTOWN | CFMA |  | BFC | 2021-02-01 21:23 | BFC | 2021-02-01 21:23 | High |  | {F7908E63-7EB2-427E-88DA-01C5FAB12DC1} | Brett.Clews_QLDC | 2021-02-01 22:19 | SDE | 2021-10-31 02:09 | Dunedin 58
6148 | 334489 | DOMESTIC | Water Supply Meter | ACTIVE | QLDC | 421.38 |  |  | 19 M 6597 | 620C | Sensus | 2020-04-30 12:00 | RM161016 | ARROWTOWN | CFMA |  | BFC | 2021-02-01 21:23 | BFC | 2021-02-01 21:23 | High |  | {AC153365-6A9B-4E38-BA8A-168DA04E542B} | Brett.Clews_QLDC | 2021-02-01 22:19 | SDE | 2021-10-31 02:09 | Dunedin 58
6149 | 334490 | DOMESTIC | Water Supply Meter | ACTIVE | QLDC | 421.71 |  |  | 19 M 6598 | 620C | Sensus | 2020-04-30 12:00 | RM161016 | ARROWTOWN | CFMA |  | BFC | 2021-02-01 21:23 | BFC | 2021-02-01 21:23 | High |  | {27F50253-911F-4677-9FC5-2F2C92A00807} | Brett.Clews_QLDC | 2021-02-01 22:19 | SDE | 2021-10-31 02:09 | Dunedin 58
6150 | 336017 | DOMESTIC | Water Supply Meter | ACTIVE | QLDC | 314.15 | 313.15 | 50 |  |  | SENSUS | 2019-09-30 11:00 | RM181439 | WANAKA | PPG Wanaka |  | BFC | 2021-03-11 01:13 | BFC | 2021-03-11 01:13 | High |  | {54FEB15F-6DC3-46F2-A7F0-3EC915018F2A} | Brett.Clews_QLDC | 2021-03-11 01:32 | SDE | 2021-10-31 02:09 | Dunedin 58
6151 | 336018 |  | Water Supply Meter | ACTIVE | QLDC | 335.13 | [5 empty] | 2021-03-23 09:16 |  | QUEENSTOWN | VEOLIA_FLD | Toby for apartments | Ryan.Finlay | 2021-03-23 09:16 | BFC | 2021-03-25 07:47 | Medium |  | {02BCEA06-C2B6-43FF-AACB-330811291E86} | Brett.Clews_QLDC | 2021-03-25 07:58 | SDE | 2021-10-31 02:09 | LiDAR
6152 | 337778 | COMMERC | Water Supply Meter | ACTIVE | PRIVATE | 362.21 |  | 63 |  |  |  | 2020-12-09 02:08 | RM170347 | QUEENTWN | PPG QT |  | BFC | 2021-04-08 19:44 | BFC | 2021-04-08 19:44 | High |  | {4EC8E0CC-7633-4AC3-8B72-19ED47D19575} | Brett.Clews_QLDC | 2021-04-08 21:40 | SDE | 2021-10-31 02:09 | Dunedin 58
6153 | 337779 | COMMERC | Water Supply Meter | ACTIVE | PRIVATE | 362.21 |  | 200 |  |  |  | 2020-12-09 02:28 | RM170347 | QUEENTWN | PPG QT |  | BFC | 2021-04-08 19:44 | BFC | 2021-04-08 19:44 | High |  | {1CDF1FC5-1B1D-4633-917B-937C6CD7A424} | Brett.Clews_QLDC | 2021-04-08 21:40 | SDE | 2021-10-31 02:09 | Dunedin 58
6154 | 337780 | DOMESTIC | Water Supply Meter | ACTIVE | PRIVATE | 335.84 |  | 20 |  | GM900 |  | 2021-02-15 11:00 | RM200902 | WANAKA | JEA | refer to LTO documents for private services as found on RM181202 (SD181202) consent file | BFC | 2021-04-14 02:52 | BFC | 2021-04-14 02:52 | High |  | {0DC11882-FD6E-4117-BB39-49309105B8E8} | Brett.Clews_QLDC | 2021-04-14 05:22 | SDE | 2021-10-31 02:09 | LiDAR
6155 | 337781 | FLOW | Water Supply Meter | ACTIVE | PRIVATE | 348.8 |  | 50 |  |  |  | 2019-03-19 11:00 | RM181117 |  | SLL | Water Supply Meter | BFC | 2021-04-16 05:33 | BFC | 2021-04-16 05:33 | High |  | {EFEA3F69-1F66-4924-9600-28055F263DC2} | Brett.Clews_QLDC | 2021-04-15 19:29 | SDE | 2021-10-31 02:09 | Dunedin 58
6156 | 337782 | DOMESTIC | Water Supply Meter | ACTIVE | QLDC | 423.49 | 422.7 | 25 | 20M0008865 | 620 | Sensus | 2020-10-15 11:00 | RM 170015 & RM 190543 | ARRWTWN | CFMA |  | BFC | 2021-04-15 20:50 | BFC | 2021-04-15 20:50 | High |  | {6CE40E82-ED81-4342-BCF4-CF66A7F8490D} | Brett.Clews_QLDC | 2021-04-15 21:14 | SDE | 2021-10-31 02:09 | Dunedin 58
6157 | 337783 | DOMESTIC | Water Supply Meter | ACTIVE | QLDC | 423.74 | 423.14 | 25 | 20M0008868 | 620 | Sensus | 2020-10-15 11:00 | RM 170015 & RM 190543 | ARRWTWN | CFMA |  | BFC | 2021-04-15 20:50 | BFC | 2021-04-15 20:50 | High |  | {304C1ED0-1F24-4B06-B367-603BC32B67BE} | Brett.Clews_QLDC | 2021-04-15 21:14 | SDE | 2021-10-31 02:09 | Dunedin 58
6158 | 337784 | DOMESTIC | Water Supply Meter | ACTIVE | QLDC | 424.34 | 423.74 | 25 | 20M0008864 | 620 | Sensus | 2020-10-15 11:00 | RM 170015 & RM 190543 | ARRWTWN | CFMA |  | BFC | 2021-04-15 20:50 | BFC | 2021-04-15 20:50 | High |  | {7C8DF49D-776B-440F-B504-2738830EAC91} | Brett.Clews_QLDC | 2021-04-15 21:14 | SDE | 2021-10-31 02:09 | Dunedin 58
6159 | 338869 | DOMESTIC | Water Supply Meter | ACTIVE | QLDC | 424.3 |  |  |  | 620M | Sensus | 2021-10-31 22:00 | RM200671 | ARTHPT | PPG Qtn |  | BFC | 2021-05-05 06:14 | BFC | 2021-05-05 06:14 | High |  | {38A00E14-1C3D-4C5E-B5DF-D8359F4C7766} | Brett.Clews_QLDC | 2021-05-05 06:48 | SDE | 2021-10-31 02:09 | LiDAR
6160 | 338870 | DOMESTIC | Water Supply Meter | ACTIVE | PRIVATE | 355.52 |  | 20 |  | 620MC | Sensus | 2021-01-21 11:00 | RM210026 |  | JEA |  | BFC | 2021-05-19 02:46 | BFC | 2021-05-19 02:46 | High |  | {A5964673-3A2A-4AE0-9512-6CD884431AAA} | Brett.Clews_QLDC | 2021-05-19 03:23 | SDE | 2021-10-31 02:09 | LiDAR
6560 | 339387 |  |  |  |  | 379.56 | [7 empty] | WANAKA | [8 empty] | {A3795626-1A3F-4D72-8C99-87D8CCB600C2} | Alex.Huizenga@qldc.govt.nz | 2021-06-11 01:51 | SDE | 2021-10-31 02:09 | LiDAR
6561 | 3159 | FLOW | Mt Iron Res bulk flow meter | ACTIVE | QLDC | 379.56 |  | 150 |  |  |  | 1985-12-31 11:00 |  | WANAKA | JT | Located in same chamber as non return valve | APH | 2021-06-10 12:00 | APH | 2021-06-10 12:00 | Medium |  | {B60AED21-BF24-4152-8DEC-104AE67BA77F} | Alex.Huizenga@qldc.govt.nz | 2021-06-11 01:57 | SDE | 2021-10-31 02:09 | LiDAR
6562 | 339388 | FLOW | the heights flow meter | ACTIVE | QLDC | 329.15 |  | 150 |  |  |  | 2018-12-31 11:00 | TheHeights FlowMeter2019 | WANAKA | JT | Digitised from steet view | APH | 2021-06-15 12:00 | APH | 2021-06-15 12:00 | Medium |  | {75D01DE2-11CA-48DE-83FE-2B9DC6A721B4} | Alex.Huizenga@qldc.govt.nz | 2021-06-16 02:47 | SDE | 2021-10-31 02:09 | LiDAR
6563 | 340430 | DOMESTIC | Water Supply Meter | ACTIVE | QLDC | 281.64 | 281.61 |  | 12MC160363 |  |  | 2020-01-31 11:00 | RM 181521 | LUGGATE | PPG Wanaka | reading 26/02/2020 01365.987m³ | BFC | 2021-06-23 03:17 | BFC | 2021-06-23 03:17 | High |  | {4EDFC7BE-1CD9-4E85-B70F-CD2A9F50F1BC} | Brett.Clews_QLDC | 2021-06-23 03:23 | SDE | 2021-10-31 02:09 | LiDAR
6564 | 340431 | DOMESTIC | Water Supply Meter | ACTIVE | QLDC | 281.24 | 281.22 |  | 19MC261353 |  |  | 2020-01-31 11:00 | RM 181521 |  | PPG Wanaka |  | BFC | 2021-06-23 03:17 | BFC | 2021-06-23 03:17 | High |  | {F30AEB5F-EB23-4572-AD29-72FE690C226B} | Brett.Clews_QLDC | 2021-06-23 03:23 | SDE | 2021-10-31 02:09 | LiDAR
6565 | 340432 | DOMESTIC | Water Supply Meter | ACTIVE | QLDC | 349.29 | 348.82 | 25 | 20M0007916 | 620 | SENSUS | 2021-04-20 12:00 | RM200510 | LAKE HAYES | CFMA |  | BFC | 2021-06-24 21:36 | BFC | 2021-06-24 21:36 | High |  | {839EB3CF-64AB-4A63-B400-3B08FB1FCC94} | Brett.Clews_QLDC | 2021-06-24 21:39 | SDE | 2021-10-31 02:09 | Dunedin 58
6566 | 340900 | DOMESTIC | Water Supply Meter | ACTIVE | QLDC | 348.77 |  | 25 |  | 620 | Sensus | 2021-03-25 11:00 | RM161012 | WANAKA | SL |  | BFC | 2021-07-14 02:09 | BFC | 2021-07-14 02:09 | High |  | {B23732AB-1311-447D-91A3-CCCABC252291} | Brett.Clews_QLDC | 2021-07-14 02:14 | SDE | 2021-10-31 02:09 | Dunedin 58
6567 | 340901 | DOMESTIC | Water Supply Meter | ACTIVE | QLDC | 348.73 |  | 25 |  | 620 | Sensus | 2021-03-25 11:00 | RM161012 | WANAKA | SL |  | BFC | 2021-07-14 02:09 | BFC | 2021-07-14 02:09 | High |  | {F0A0A542-12D5-476A-AF35-761308C4F519} | Brett.Clews_QLDC | 2021-07-14 02:14 | SDE | 2021-10-31 02:09 | Dunedin 58
6568 | 340902 | DOMESTIC | Water Supply Meter | ACTIVE | QLDC | 348.73 |  | 25 |  | 620 | Sensus | 2021-03-25 11:00 | RM161012 | WANAKA | SL |  | BFC | 2021-07-14 02:09 | BFC | 2021-07-14 02:09 | High |  | {DFE9C8C3-A150-44A8-8B8B-2746E0EA961D} | Brett.Clews_QLDC | 2021-07-14 02:14 | SDE | 2021-10-31 02:09 | Dunedin 58
6569 | 340903 | DOMESTIC | Water Supply Meter | ACTIVE | QLDC | 353.84 |  | 25 | 20MC269582 | 620M | Sensus | 2021-02-04 11:00 | RM181470 | LKHAYES | Eliot Sinclair |  | BFC | 2021-07-21 21:54 | BFC | 2021-07-21 21:54 | High |  | {09D85D39-A40D-4DD1-AAE9-2C196ADD990A} | Brett.Clews_QLDC | 2021-07-21 22:12 | SDE | 2021-10-31 02:09 | Dunedin 58
6570 | 340904 | DOMESTIC | Water Supply Meter | ACTIVE | QLDC | 353.86 |  | 25 | 20MC272771 | 620M | Sensus | 2021-02-04 11:00 | RM181470 | LKHAYES | Eliot Sinclair |  | BFC | 2021-07-21 21:54 | BFC | 2021-07-21 21:54 | High |  | {5B5B8145-10B0-4723-A40E-AB94E5A54BF0} | Brett.Clews_QLDC | 2021-07-21 22:12 | SDE | 2021-10-31 02:09 | Dunedin 58
6571 | 340905 | DOMESTIC | Water Supply Meter | ACTIVE | QLDC | 353.86 |  | 25 | 20MC272777 | 620M | Sensus | 2021-02-04 11:00 | RM181470 | LKHAYES | Eliot Sinclair |  | BFC | 2021-07-21 21:54 | BFC | 2021-07-21 21:54 | High |  | {FC007E34-B1F7-440E-B103-EC0F438C015F} | Brett.Clews_QLDC | 2021-07-21 22:12 | SDE | 2021-10-31 02:09 | Dunedin 58
6572 | 341495 | DOMESTIC | Water Supply Meter | ACTIVE | QLDC | 349.76 | 349.46 | 25 | 18M1663476 | 620 | SENSUS | 2021-03-31 11:00 | RM 090703 | LKHAYES | CFMA |  | BFC | 2021-08-18 03:41 | BFC | 2021-08-18 03:41 | High |  | {EBE1F0C9-3898-455D-A305-25AAC1A3FC1A} | Brett.Clews_QLDC | 2021-08-18 04:28 | SDE | 2021-10-31 02:09 | Dunedin 58
6573 | 341496 | DOMESTIC | Water Supply Meter | ACTIVE | QLDC | 351.26 | 350.96 | 25 | 17M1559925 | 620 | SENSUS | 2021-03-31 11:00 | RM 090703 | LKHAYES | CFMA |  | BFC | 2021-08-18 03:41 | BFC | 2021-08-18 03:41 | High |  | {20009FA3-8D4E-4F6C-9DC2-8EC6F035F092} | Brett.Clews_QLDC | 2021-08-18 04:28 | SDE | 2021-10-31 02:09 | Dunedin 58
6574 | 341497 | DOMESTIC | Water Supply Meter | ACTIVE | QLDC | 355.53 | 355.23 | 25 | 20M000820 | 620 | SENSUS | 2021-03-31 11:00 | RM 090703 | LKHAYES | CFMA |  | BFC | 2021-08-18 03:41 | BFC | 2021-08-18 03:41 | High |  | {BDCBB322-82A4-4863-B84E-28F25450D147} | Brett.Clews_QLDC | 2021-08-18 04:28 | SDE | 2021-10-31 02:09 | Dunedin 58
6575 | 341498 | DOMESTIC | Water Supply Meter | ACTIVE | QLDC | 355.11 | 354.81 | 25 | 17M 1562868 | 620 | SENSUS | 2021-03-31 11:00 | RM 090703 | LKHAYES | CFMA |  | BFC | 2021-08-18 03:41 | BFC | 2021-08-18 03:41 | High |  | {2E53DD78-2CE2-4BA1-9280-DD2C70977EE3} | Brett.Clews_QLDC | 2021-08-18 04:28 | SDE | 2021-10-31 02:09 | Dunedin 58
6576 | 341499 | DOMESTIC | Water Supply Meter | ACTIVE | QLDC | 349.63 | 349.33 | 25 | 20M0008205 | 620 | SENSUS | 2021-03-31 11:00 | RM 090703 | LKHAYES | CFMA |  | BFC | 2021-08-18 03:41 | BFC | 2021-08-18 03:41 | High |  | {5BB3E23C-9532-4823-B61C-E62541906C37} | Brett.Clews_QLDC | 2021-08-18 04:28 | SDE | 2021-10-31 02:09 | Dunedin 58
6577 | 341500 | DOMESTIC | Water Supply Meter | ACTIVE | QLDC | 349.68 | 349.38 | 25 | 18M1664320 | 620 | SENSUS | 2021-03-31 11:00 | RM 090703 | LKHAYES | CFMA |  | BFC | 2021-08-18 03:41 | BFC | 2021-08-18 03:41 | High |  | {04C47CBF-0E4E-4723-A59B-BCB816B7CE16} | Brett.Clews_QLDC | 2021-08-18 04:28 | SDE | 2021-10-31 02:09 | Dunedin 58
6578 | 343000 | FLOW | Water Supply Meter | ACTIVE | PRIVATE | 293.66 |  | 150 |  |  |  | 2021-02-09 | RM181344 |  | PPG Wanaka |  | SPB | 2021-10-02 11:00 | BFC | 2021-03-03 18:09 | HIGH |  | {074EF6C7-A312-4B59-A19E-FB27B9154E00} | Steve.Boswell_EXT | 2021-10-03 20:31 | SDE | 2021-10-31 02:09 | Dunedin 58
6978 | 343368 | DOMESTIC | Water meter | ACTIVE | QLDC | 430.99 |  | 25 |  | 620 | Sensus | 2021-09-30 11:00 | RM190257 | ARROWTOWN | ASCL |  | SPB | 2021-10-11 11:00 |  |  | HIGH |  | {9C3E858D-4055-4E91-BD67-39E54A6B8254} | Steve.Boswell_EXT | 2021-10-12 01:29 | SDE | 2021-10-31 02:09 | LiDAR
6979 | 343369 | DOMESTIC | water meter | ACTIVE | QLDC | 430.84 |  | 25 |  | 620 | Sensus | 2021-09-30 11:00 | RM190257 | ARROWTOWN | ASCL |  | SPB | 2021-10-11 11:00 |  |  | HIGH |  | {E22ED06C-83B2-4665-AA28-F05F392D7B3E} | Steve.Boswell_EXT | 2021-10-12 01:29 | SDE | 2021-10-31 02:09 | LiDAR
7378 | 343636 | COMMERC | Acuflo meter 1-1 | ACTIVE | QLDC | 347.32 | 346.12 | 25 |  | 620 | SENSUS | 2017-11-21 11:00 | SD181561.01 Lot 11 | QUEENSTOWN | FH | Note: This is a temporary builders supply connected with Acuflo & meter, to be removed when site is developed and permanent backlfow solution is in place | SPB | 2021-10-30 11:00 |  |  | HIGH |  | {BFCD24D5-F42E-4CEC-85AA-372178C89440} | Steve.Boswell_EXT | 2021-10-31 21:12 | Steve.Boswell_EXT | 2021-10-31 21:12
7778 | 344253 | DOMESTIC |  | ACTIVE | QLDC | 348 |  | 25 | 07 MI001 PTB002 | 620 | Sensus | 2021-07-01 | RM200916 | LAKE HAWEA | CHA |  | SPB | 2021-11-07 11:00 | KG | 2021-11-07 11:00 | HIGH |  | {CAA4C93C-4E04-4359-BE10-6B264F56012E} | Steve.Boswell_EXT | 2021-11-08 02:18 | Steve.Boswell_EXT | 2021-11-08 02:18
8178 | 344427 | FLOW | Reservoir Inlet Flowmeter | ACTIVE | QLDC | 343.047 | 341.577 | 300 |  |  | Endress & Hauser | 2021-08-01 | 7300145565 |  | ASCL | infered install date | KB | 2021-08-17 |  |  |  |  | {A9809BDB-4B93-4695-94F5-C114A9435A9A} | Steve.Boswell_EXT | 2021-12-06 01:01 | Steve.Boswell_EXT | 2021-12-06 01:02
8578 | 344605 | FLOW | FH3 Outlet FM | ACTIVE | QLDC |  |  | 200 |  |  |  | 2019-03-31 11:00 |  |  | VEOLIA_FLD | Capex project 2019 | mg | 2021-07-26 12:00 |  |  | Medium |  | {60BD3D55-F8C3-47E5-9DF3-6519BD321EDD} | Steve.Boswell_EXT | 2021-12-07 01:07 | Steve.Boswell_EXT | 2021-12-07 01:07
8579 | 344606 | FLOW | Lomond Crescent suction FM | ACTIVE | QLDC |  |  | 80 |  |  | E&H | 2019-07-16 12:00 | 1004795695 | QUEENSTOWN | VEOLIA_FLD |  | mg | 2021-07-26 12:00 |  |  | Medium |  | {4A78838C-F467-4DFC-BCFF-054C80FD3C08} | Steve.Boswell_EXT | 2021-12-07 01:07 | Steve.Boswell_EXT | 2021-12-07 01:07
8580 | 344607 | FLOW | Balmoral WPS outflow FM. | ACTIVE | QLDC |  |  | 150 |  |  |  | 2014-06-30 12:00 |  | QUEENSTOWN | VEOLIA_FLD |  | mg | 2021-07-26 12:00 |  |  | Medium |  | {04E6CDFE-408F-466B-AC95-438810BDECD9} | Steve.Boswell_EXT | 2021-12-07 01:07 | Steve.Boswell_EXT | 2021-12-07 01:07
8581 | 344608 | FLOW | Hallenstein zone FM | ACTIVE | QLDC |  |  | 150 | [5 empty] | QUEENSTOWN | VEOLIA_FLD |  | mg | 2021-08-22 12:00 |  |  | Medium |  | {2C362348-4C49-4E98-8C78-55FEDB260BE2} | Steve.Boswell_EXT | 2021-12-07 01:07 | Steve.Boswell_EXT | 2021-12-07 01:07
8582 | 344609 | FLOW | Goldfields Res FM | ACTIVE | QLDC |  |  | 200 |  | MagMaster | ABB |  |  |  | VEOLIA_FLD |  | mg | 2021-08-29 12:00 |  |  | Medium |  | {23C5D6F9-5E61-4397-9B2A-09907CAD812F} | Steve.Boswell_EXT | 2021-12-07 01:07 | Steve.Boswell_EXT | 2021-12-07 01:07
8978 | 345138 | DOMESTIC | Water Meter | ACTIVE | QLDC | 339.748 | 339.42 | 20 |  | 620 | SENSUS | 2021-12-07 | RM210710 | LAKE HAYES | CFMA |  | SPB | 2022-01-29 11:00 |  |  | HIGH |  | {5AFFE384-5BEE-450A-8897-E74AB19B4969} | Steve.Boswell_EXT | 2022-01-30 22:18 | Steve.Boswell_EXT | 2022-01-30 22:18
9378 | 346929 | DOMESTIC |  | ACTIVE | QLDC |  |  | 50 | C13JF000845 |  | SAPPEL |  |  | SHTVRCTY | VEOLIA_FLD |  | SPB | [5 empty] | {838FAA06-9F80-417D-AEE2-43C24E611BB7} | Steve.Boswell_EXT | 2022-02-20 21:36 | Steve.Boswell_EXT | 2022-06-27 01:34
9379 | 346975 | DOMESTIC | GSM900 | ACTIVE | QLDC |  |  | 20 |  | GM900 | AcuFlo | 2020-10-20 | RM180248 | QUEENSTOWN | ASCL | [7 empty] | {4B3EA345-E396-471E-8967-EC8E5B2E1D3F} | Steve.Boswell_EXT | 2022-02-20 22:38 | Steve.Boswell_EXT | 2022-02-20 22:38
9380 | 346976 | DOMESTIC | GSM900 | ACTIVE | QLDC |  |  | 20 |  | GM900 | AcuFlo | 2020-10-20 | RM180248 | QUEENSTOWN | ASCL | [7 empty] | {0BE2D1F9-3C07-4AAF-8C79-560A516742B7} | Steve.Boswell_EXT | 2022-02-20 22:38 | Steve.Boswell_EXT | 2022-02-20 22:38
9779 | 347039 | DOMESTIC | QLDC Meter | ACTIVE | QLDC | 397.9 | 397.8 | 25 |  | Sensus | Sensus | 2020-01-01 | RM180417 | QUEENSTOWN | ASCL |  | SPB | 2022-02-26 11:00 |  |  | HIGH |  | {29D5C608-E379-4280-BB84-6FD6DF8E66D7} | Steve.Boswell_EXT | 2022-02-27 20:51 | Steve.Boswell_EXT | 2022-02-27 20:51
9780 | 347040 | DOMESTIC | QLDC Meter | ACTIVE | QLDC | 400.3 | 400.2 | 25 |  | Sensus | Sensus | 2020-01-01 | RM180417 | QUEENSTOWN | ASCL |  | SPB | 2022-02-26 11:00 |  |  | HIGH |  | {1810B1D8-BFEB-49B9-A893-A4B1EB505928} | Steve.Boswell_EXT | 2022-02-27 20:51 | Steve.Boswell_EXT | 2022-02-27 20:51
9781 | 347041 | DOMESTIC | QLDC Meter | ACTIVE | QLDC | 392.3 | 392.2 | 25 |  | Sensus | Sensus | 2020-01-01 | RM180417 | QUEENSTOWN | ASCL |  | SPB | 2022-02-26 11:00 |  |  | HIGH |  | {8CD08A40-C253-4B5E-B112-1B45CFB706E8} | Steve.Boswell_EXT | 2022-02-27 20:51 | Steve.Boswell_EXT | 2022-02-27 20:51
9782 | 347042 | DOMESTIC | QLDC Meter | ACTIVE | QLDC | 392.4 | 392.3 | 25 |  | Sensus | Sensus | 2020-01-01 | RM180417 | QUEENSTOWN | ASCL |  | SPB | 2022-02-26 11:00 |  |  | HIGH |  | {4D825318-9269-4A90-BE67-968B33BB5EED} | Steve.Boswell_EXT | 2022-02-27 20:51 | Steve.Boswell_EXT | 2022-02-27 20:51
9783 | 350123 | COMMERC | Water Meter | ACTIVE | QLDC | 324.413 | 324.115 | 20 | 0023420 | WMM40BR | Diehl/Sappel | 2021-11-01 | QLDC Waka Kotahi Alliance | QUEENSTOWN | WTPA |  | SPB | 2022-03-30 11:00 |  |  | HIGH |  | {8AE9BF1F-0AF7-4EEF-BC87-832B85566724} | Steve.Boswell_EXT | 2022-03-31 21:45 | Steve.Boswell_EXT | 2022-03-31 21:45
9784 | 350124 | COMMERC | Water Meter | ACTIVE | QLDC | 329.199 | 328.895 | 20 | 0023421 | WMM40BR | Diehl/Sappel | 2021-11-01 | QLDC Waka Kotahi Alliance | QUEENSTOWN | WTPA |  | SPB | 2022-03-30 11:00 |  |  | HIGH |  | {C1810A3B-2205-4752-9510-F6F26AEF7266} | Steve.Boswell_EXT | 2022-03-31 21:45 | Steve.Boswell_EXT | 2022-03-31 21:45
9785 | 350125 | COMMERC | Water Meter | ACTIVE | QLDC | 327.531 | 327.274 | 20 | 0023423 | WMM40BR | Diehl/Sappel | 2021-11-01 | QLDC Waka Kotahi Alliance | QUEENSTOWN | WTPA |  | SPB | 2022-03-30 11:00 |  |  | HIGH |  | {4640A8BF-C4EB-4FDB-A447-C8925EE0B292} | Steve.Boswell_EXT | 2022-03-31 21:45 | Steve.Boswell_EXT | 2022-03-31 21:45
9786 | 350126 | COMMERC | Water Meter | ACTIVE | QLDC | 326.159 | 325.886 | 20 | 0023419 | WMM40BR | Diehl/Sappel | 2021-11-01 | QLDC Waka Kotahi Alliance | QUEENSTOWN | WTPA |  | SPB | 2022-03-30 11:00 |  |  | HIGH |  | {D92C9040-AE74-44BB-8099-231CE6DC6D1B} | Steve.Boswell_EXT | 2022-03-31 21:45 | Steve.Boswell_EXT | 2022-03-31 21:45
9787 | 350127 | COMMERC | Water Meter | ACTIVE | QLDC | 325.203 | 324.905 | 20 | 0023422 | WMM40BR | Diehl/Sappel | 2021-11-01 | QLDC Waka Kotahi Alliance | QUEENSTOWN | WTPA |  | SPB | 2022-03-30 11:00 |  |  | HIGH |  | {9074A236-A5D9-4091-9BE0-B86519198100} | Steve.Boswell_EXT | 2022-03-31 21:45 | Steve.Boswell_EXT | 2022-03-31 21:45
9788 | 350128 | COMMERC | Water Meter | ACTIVE | QLDC | 324.066 | 323.793 | 20 | 0023424 | WMM40BR | Diehl/Sappel | 2021-11-01 | QLDC Waka Kotahi Alliance | QUEENSTOWN | WTPA |  | SPB | 2022-03-30 11:00 |  |  | HIGH |  | {DD640F97-C9A7-4C80-81C8-E1F98ACE1D22} | Steve.Boswell_EXT | 2022-03-31 21:45 | Steve.Boswell_EXT | 2022-03-31 21:45
9789 | 350129 | COMMERC | Water Meter | ACTIVE | QLDC | 323.647 | 323.394 | 20 | 0023557 | WMM40BR | Diehl/Sappel | 2021-11-01 | QLDC Waka Kotahi Alliance | QUEENSTOWN | WTPA |  | SPB | 2022-03-30 11:00 |  |  | HIGH |  | {4DDC24A7-B88A-4E8E-8DCD-88C3C2600824} | Steve.Boswell_EXT | 2022-03-31 21:45 | Steve.Boswell_EXT | 2022-03-31 21:45
10183 | 351748 | DOMESTIC | Sensus Water Meter | ACTIVE | PRIVATE | 374.9 | 374.7 | 25 |  |  | Sensus | 2021-11-01 | RM171268 |  | ASCL |  | ASCL | [5 empty] | {A0B5F786-06F1-4F53-90E6-6CE21A70BDAF} | Steve.Boswell_EXT | 2022-05-12 20:31 | Steve.Boswell_EXT | 2022-05-12 20:31
10184 | 351749 | DOMESTIC | Sensus Water Meter | ACTIVE | PRIVATE | 374.97 | 374.74 | 25 |  |  | Sensus | 2021-11-01 | RM171268 |  | ASCL |  | ASCL | [5 empty] | {6014A68C-A971-48A2-A9FE-32186A61FD1A} | Steve.Boswell_EXT | 2022-05-12 20:31 | Steve.Boswell_EXT | 2022-05-12 20:31
10185 | 351750 | DOMESTIC | Sensus Water Meter | ACTIVE | PRIVATE | 379.2 | 378.95 | 25 |  |  | Sensus | 2021-11-01 | RM171268 |  | ASCL |  | ASCL | [5 empty] | {F2CFBD7D-6C82-4A55-B55D-EE3B028EBACC} | Steve.Boswell_EXT | 2022-05-12 20:31 | Steve.Boswell_EXT | 2022-05-12 20:31
10186 | 351751 | DOMESTIC | Sensus Water Meter | ACTIVE | PRIVATE | 386.1 | 385.74 | 25 |  |  | Sensus | 2021-11-01 | RM171268 |  | ASCL |  | ASCL | [5 empty] | {7ACADF79-C6F6-413E-BBD7-5347B93151C5} | Steve.Boswell_EXT | 2022-05-12 20:31 | Steve.Boswell_EXT | 2022-05-12 20:31
10187 | 351752 | DOMESTIC | Sensus Water Meter | ACTIVE | PRIVATE | 385.95 | 385.66 | 25 |  |  | Sensus | 2021-11-01 | RM171268 |  | ASCL |  | ASCL | [5 empty] | {2E134DDA-47B2-411B-A1CF-2592E07BDAA9} | Steve.Boswell_EXT | 2022-05-12 20:31 | Steve.Boswell_EXT | 2022-05-12 20:31
10188 | 351753 | DOMESTIC | Sensus Water Meter | ACTIVE | PRIVATE | 382.93 | 382.5 | 25 |  |  | Sensus | 2021-11-01 | RM171268 |  | ASCL |  | ASCL | [5 empty] | {97011F62-4508-4031-9733-F1751298E3D6} | Steve.Boswell_EXT | 2022-05-12 20:31 | Steve.Boswell_EXT | 2022-05-12 20:31
10189 | 353152 |  | Toby | ACTIVE | PRIVATE | [7 empty] | WD22/0917 | QUEENSTOWN | VEOLIA_FLD |  | Jason | 2022-05-16 12:00 |  |  | High |  | {05377C2A-6795-4526-9F6C-B5AD383D12F9} | Steve.Boswell_EXT | 2022-05-23 00:50 | Steve.Boswell_EXT | 2022-05-23 00:50
10583 | 352806 |  | Toby | ACTIVE | PRIVATE |  |  | 20 |  |  |  |  | RFS WD/0997 | QUEENSTOWN | VEOLIA_FLD |  | Jason | 2022-05-09 12:00 |  |  | High |  | {0279E672-7B58-4580-8CCC-9E2CF768C701} | Steve.Boswell_EXT | 2022-05-12 21:49 | Steve.Boswell_EXT | 2022-05-12 21:49
10983 | 353477 | FLOW |  | ACTIVE | QLDC | [6 empty] | 2019-04-29 | RM170045 | ARTHPT | Clark Fortune | [7 empty] | {10ED0934-9191-4238-A044-31088C2856A7} | Steve.Boswell_EXT | 2022-06-12 22:47 | Steve.Boswell_EXT | 2022-06-13 01:29
11383 | 354022 | DOMESTIC | Sensus Water Meter | ACTIVE | QLDC |  |  | 20 |  |  | Sensus | 2022-02-01 | RM161202 | ARROWTOWN | ASCL | [7 empty] | {8A64B847-571A-42DF-821F-F8084B51A04F} | Steve.Boswell_EXT | 2022-06-16 22:26 | Steve.Boswell_EXT | 2022-06-16 22:26
11384 | 354023 | DOMESTIC | Sensus Water Meter | ACTIVE | QLDC |  |  | 20 |  |  | Sensus | 2022-02-01 | RM161202 | ARROWTOWN | ASCL | [7 empty] | {CF180F71-5EF3-4C15-81E7-C06BA84BB304} | Steve.Boswell_EXT | 2022-06-16 22:26 | Steve.Boswell_EXT | 2022-06-16 22:26
11783 | 354436 | DOMESTIC | Sensus 620 Water Meter | ACTIVE | QLDC | 316.16 | 316.01 | 50 |  | M210021782 | Sensus | 2022-05-05 | RM210640 | WANAKA | Eliot Sinclair | [7 empty] | {586FB0CA-04C6-461B-A0B7-25B3156A57D7} | Steve.Boswell_EXT | 2022-07-05 21:34 | Steve.Boswell_EXT | 2022-07-05 21:34
12183 | 354798 | DOMESTIC | Water meter | ACTIVE | QLDC | 344.59 |  | 20 |  | Unknown | Sensus | 2022-02-16 | RM210115 | LAKE HAWEA | SLL | [7 empty] | {00856CE2-2A48-4CD8-A388-94DFD1D16E10} | Steve.Boswell_EXT | 2022-07-14 20:49 | Steve.Boswell_EXT | 2022-07-14 20:49
12184 | 354799 | DOMESTIC | Water meter | ACTIVE | QLDC | 344.79 |  | 20 |  | Unknown | Sensus | 2022-02-16 | RM210115 | LAKE HAWEA | SLL | [7 empty] | {55153AE4-7CF7-4B74-BCE7-BA51D30FAC02} | Steve.Boswell_EXT | 2022-07-14 20:49 | Steve.Boswell_EXT | 2022-07-14 20:49
12185 | 354800 | DOMESTIC | Water meter | ACTIVE | QLDC | 344.87 |  | 20 |  | Unknown | Sensus | 2022-02-16 | RM210115 | LAKE HAWEA | SLL | [7 empty] | {FC96B408-BCB8-43CD-A2BD-4EBF8DF8ADE0} | Steve.Boswell_EXT | 2022-07-14 20:49 | Steve.Boswell_EXT | 2022-07-14 20:49
12186 | 354801 | DOMESTIC | Water meter | ACTIVE | QLDC | 345.09 |  | 20 |  | Unknown | Sensus | 2022-02-16 | RM210115 | LAKE HAWEA | SLL | [7 empty] | {E4AAB067-DFFC-4446-A19E-62201AD7A469} | Steve.Boswell_EXT | 2022-07-14 20:49 | Steve.Boswell_EXT | 2022-07-14 20:49
12187 | 354802 | DOMESTIC | Water meter | ACTIVE | QLDC | 345.21 |  | 20 |  | Unknown | Sensus | 2022-02-16 | RM210115 | LAKE HAWEA | SLL | [7 empty] | {572F7F81-AB6E-4CE5-A198-BF5D42911350} | Steve.Boswell_EXT | 2022-07-14 20:49 | Steve.Boswell_EXT | 2022-07-14 20:49
12188 | 354803 | DOMESTIC | Water meter | ACTIVE | QLDC | 345.31 |  | 20 |  | Unknown | Sensus | 2022-02-16 | RM210115 | LAKE HAWEA | SLL | [7 empty] | {9AE1FCC7-FEC1-4013-9E3B-4CFCFE6B63A0} | Steve.Boswell_EXT | 2022-07-14 20:49 | Steve.Boswell_EXT | 2022-07-14 20:49
12189 | 354804 | DOMESTIC | Water meter | ACTIVE | QLDC | 345.52 |  | 20 |  | Unknown | Sensus | 2022-02-16 | RM210115 | LAKE HAWEA | SLL | [7 empty] | {D585D72C-D6DF-4C04-A513-B3EB01F543C1} | Steve.Boswell_EXT | 2022-07-14 20:49 | Steve.Boswell_EXT | 2022-07-14 20:49
12190 | 354839 | DOMESTIC | Water Meter | ACTIVE | PRIVATE | 376.64 | 376.34 | 25 | 21MC282379 | 620 | Sensus | 2022-02-16 | RM200467 |  | CFMA | [7 empty] | {F86C70DA-68AF-4E95-8167-8BFF504DF653} | Steve.Boswell_EXT | 2022-07-14 21:15 | Steve.Boswell_EXT | 2022-07-14 21:15
12191 | 354840 | DOMESTIC | Water Meter | ACTIVE | PRIVATE | 376.92 | 376.46 | 25 | 18MC252820 | 620 | Sensus | 2022-02-16 | RM200467 |  | CFMA | Water Meter on existing toby | [6 empty] | {D27DAF80-41E6-4976-A16A-F950832FBBA0} | Steve.Boswell_EXT | 2022-07-14 21:15 | Steve.Boswell_EXT | 2022-07-14 21:15
12192 | 355006 | DOMESTIC | Water Meter Lot 2 | ACTIVE | QLDC | 310.2 | 310.2 | 25 |  | GM900 | Acuflow | 2021-10-22 11:41 | RM181226 & RM 200377 | WANAKA | Latchford Surveying | [7 empty] | {9B23E8E6-816C-4D08-9AF7-2457C423BA7A} | Steve.Boswell_EXT | 2022-07-14 23:54 | Steve.Boswell_EXT | 2022-07-14 23:54
12583 | 355409 | COMMERC |  | ACTIVE | [7 empty] | 2019-12-20 | Lakes Marina Ltd Project | QUEENSTOWN | AURUM Survey | [7 empty] | {BABA4250-A7A8-4980-87D3-A2F487AD2185} | Steve.Boswell_EXT | 2022-08-01 05:06 | Steve.Boswell_EXT | 2022-08-01 05:20
12584 | 355412 | COMMERC |  | ACTIVE | [7 empty] | 2019-12-20 | Lakes Marina Ltd Project | QUEENSTOWN | AURUM Survey | [7 empty] | {12E82E11-EBC1-4807-B106-3069A4BB2FE2} | Steve.Boswell_EXT | 2022-08-01 05:10 | Steve.Boswell_EXT | 2022-08-01 05:20
12585 | 355419 | COMMERC |  | ACTIVE | [7 empty] | 2019-12-20 | Lakes Marina Ltd Project | QUEENSTOWN | AURUM Survey | [7 empty] | {E2863CFA-BC26-44F9-8CA9-778F4452A340} | Steve.Boswell_EXT | 2022-08-01 05:13 | Steve.Boswell_EXT | 2022-08-01 05:20
12983 | 355656 | DOMESTIC | wsMeter 1 | ACTIVE | QLDC | 395.23 |  | 25 |  |  |  | 2022-04-26 | RM190049 | QUEENSTOWN | PPGroup (Queenstown) | [7 empty] | {DD6EA326-57C3-4EA3-8A97-E425C963C110} | Steve.Boswell_EXT | 2022-08-21 22:52 | Steve.Boswell_EXT | 2022-08-21 22:52
12984 | 355657 | DOMESTIC | wsMeter 2 | ACTIVE | QLDC | 395.23 |  | 25 |  |  |  | 2022-04-26 | RM190049 | QUEENSTOWN | PPGroup (Queenstown) | [7 empty] | {6911DC26-0E91-46CC-B323-7784E7E734D0} | Steve.Boswell_EXT | 2022-08-21 22:52 | Steve.Boswell_EXT | 2022-08-21 22:52
12985 | 355669 | DOMESTIC | wsMeter 1 | ACTIVE | QLDC | 395.23 |  | 25 |  |  |  | 2022-04-26 | RM190049 | QUEENSTOWN | PPGroup (Queenstown) | [7 empty] | {F7A1F433-3AE6-4F87-9664-27B588289820} | Steve.Boswell_EXT | 2022-08-21 23:08 | Steve.Boswell_EXT | 2022-08-21 23:08
12986 | 355670 | DOMESTIC | wsMeter 2 | ACTIVE | QLDC | 395.23 |  | 25 |  |  |  | 2022-04-26 | RM190049 | QUEENSTOWN | PPGroup (Queenstown) | [7 empty] | {0761176C-45FB-4C1D-97D5-92678DDD07FC} | Steve.Boswell_EXT | 2022-08-21 23:08 | Steve.Boswell_EXT | 2022-08-21 23:08
13383 | 355900 | COMMERC | 450mm Mag Flow Meter | REMOVED | QLDC | 397 | 394.55 | 450 |  | Mag Flow | Endress and Hauser | 2022-02-01 | Veolia |  | ASCL | Meter in Chamber 1.8m D and 2.5m deep. 1.9m down to the top of pipe. | [6 empty] | {250ECA31-6A0D-40AE-AAE4-1A20268F28F7} | Steve.Boswell_EXT | 2022-09-12 00:20 | Steve.Boswell_EXT | 2022-09-18 20:54